## उपस्थिती (hidden)
आज मिति २०८२ साल असार २८ गते शुक्रबारका दिन दिनको २:०० बजे नवलपरासी (ब.सु.प.) जिल्लाका प्रमुख जिल्ला अधिकारी श्री हिरालाल रेग्मी ज्यूको अध्यक्षतामा आ.व.२०८२/०८३ को लागि निर्माण सामाग्री र ढुवानीको दररेट, मेशिन तथा उपकरणको भाडा र श्रमिकहरुको ज्यालादर निर्धारण गर्न सार्वजनिक खरिद नियमावली, २०६४ को नियम १४८ अनुसार जिल्ला दररेट निर्धारण समितिको बैठक देहायका पदाधिकारीहरुको उपस्थितीमा बसी देहाय बमोजिमको निर्णय गरीयो ।
उपस्थिती
सि.नं. | पद | नाम | कार्यालय | दस्तखत
जिल्ला दररेट निर्धारण समितिबाट
1 | प्रमुख जिल्ला अधिकारी | हिरालाल रेग्मी | जिल्ला प्रशासन कार्यालय
2
3
4
5
6
7
8
9
10
11
12
13
14
15
16
17
18
19
20
21

## Cover page
जिल्ला प्रशासन कार्यालय
नवलपरासी (ब.सु.प.)
नवलपरासी (बर्दघाट सुस्ता पश्चिम) जिल्लाको
आ.व.२०८३/०८४ को लागि
स्वीकृत जिल्ला दररेट
तयार गर्ने
जिल्ला दररेट निर्धारण समिति
नवलपरासी (ब.सु.प.)

## निर्णयहरु
निर्णयहरुः
निर्णय नं. | निर्णयको व्यहोरा
1 | आ.व.२०८३/०८४ को लागि मिति २०८३/04/01 गते देखि नवलपरासी (ब.सु.प.) जिल्ला भरी लागू हुने गरी संलग्न सूची अनुसारका विभिन्न निर्माण सामाग्री र सो को ढुवानीको दररेट साथै श्रमिकहरुको ज्याला दररेट स्वीकृत गर्ने निर्णय गरीयो । उल्लेखित दररेटमा १३% मु.अ.कर समावेश गरीएको छैन ।
2 | मेशिन, औजार तथा हेभी उपकरणको भाडादर सम्बन्धमा मेशिन प्रयोग गरी सडक निर्माण गर्दा वा अन्य कार्य गर्नु पर्दा डोजर, एक्जाभेटर, रोलर, ग्रेडर आदिको दर सडक विभागको नर्मस प्रयोग गरी हुन आउने प्रति घण्टाको भाडादर अनुसार कायम गर्ने निर्णय गरीयो ।
3 | झोलुङ्गे पुलको निर्माण सामाग्रीहरुको दररेटको हकमा श्री शहरी विकास मन्त्रालय अन्तरगतको स्थानीय पूर्वाधार विकास विभागको वेबसाइट www.nepaltrailbridges.gov.np को Reference Rate लाई आधार मान्न सकिने ।
4 | श्रमिकहरुको उमेर १६ वर्ष वा सो भन्दा माथि र दैनिक काम गर्ने अवधि ८ घण्टालाई आधार मानेर श्रमिकहरुको ज्यालादर सम्बन्धमा छिमेकी जिल्लाको दररेटलाई समेत आधार मानी आगामी आ.व. २०८३/०८४ को श्रमिकहरुको ज्यालादरलाई जिल्लागत औचित्यको आधारमा वृद्धी गरी नयाँ ज्यालादर कायम गर्ने निर्णय गरीयो ।
5 | यसमा उल्लेख नभएका निर्माणसँग सम्बन्धित अन्य आवश्यक निर्माण सामाग्रीको हकमा सम्बन्धित कार्यालयले प्रचलित नियम कानुनको अधिनमा रही गुणस्तर तथा स्पेशिफिकेशन यकिन गरी निर्माण सामाग्रीहरुको उत्पादक वा आधिकारिक बिक्रेताहरुबाट दरभाउपत्र प्राप्त गरी कार्यान्वयन गर्न सक्ने निर्णय गरीयो ।

## Index (hidden)
विषय सूची
क्र.सं. | विषय | पृष्ठ संख्या
उपस्थिती
निर्णयहरु
1 | श्रमिकहरुको ज्याला दर सम्बन्धी | 1-2
2 | ढुवानी दर सम्बन्धी | 3-4
3 | भवन निर्माणमा प्रयोग हुने निर्माण सामाग्री | 5-10
4 | फलामजन्य निर्माण सामाग्री | 11-15
5 | सडक तथा पुल निर्माणमा प्रयोग हुने निर्माण सामाग्री | 16-18
6 | रङ्ग रोगन सम्बन्धी सामाग्री | 19-20
7 | खानेपानी तथा सरसफाई सम्बन्धी सामाग्री | 21-26
7.1 | यु.पि.भि.सी. पाइप (NS-206/046) | 27
7.2 | सि.पि.भि.सी. पाइप | 28-34
7.3 | पी.पी. आर फिटिङ्गस | 35-36
7.4 | U-PVC SWR फिटिङ्गस | 37
7.5 | खानेपानी सम्बन्धी फिटिङ्स | 38-49
7.6 | ईनार तथा ट्यूववेल सम्बन्धी | 50-52
7.7 | खानेपानी सम्बन्धी हाते औजारहरु | 53-54
8 | विद्यूतीकरण सम्बन्धी समाग्री | 55-60
9 | लघू जलविद्यूत सम्बन्धी सामाग्री | 61
10 | विविध निर्माण सामाग्री | 62
11 | सरकारी कार्यालयमा आवश्यक हुने अन्य मालसामान | 63-66
12 | हेभी मेशिन तथा उपकरणको भाडा सम्बन्धी | 67-70
13 | फाइवर ग्लास सम्बन्धी निर्माण सामाग्री | 71
14 | विद्यूतीय सोलार सम्बन्धी सामाग्रीहरु | 72
15 | प्रिकास्ट कंक्रिट ब्लक, इन्टरब्लक, इटा तथा कर्ब स्टोन | 73-80
16 | सिंचाइ गेट तथा स्टिल स्ट्रक्चर | 81-82

## Jyala Dar Final
१. श्रमिकहरुको ज्याला दर सम्बन्धी
qm= ;+= | ljj/)f | OsfO{ |  |  |  | cf=a= 2076÷77 sf] :jLs[t b/ /]^ | cf=a= 2077÷78 sf] :jLs[t b/ /]^ | cf=a= 2078÷79 sf] :jLs[t b/ /]^ | आ.व. २०७९/०८० को दररेट | आ.व. २०८०/०८१ को दररेट | आ.व. २०८१/०८२ को दररेट | आ.व. २०८२/०८३ को दररेट | आ.व. २०८३/०८४ को दररेट | s}lkmot |  | Month/Year | Index | % Change | Remarks
1 | दक्ष / सिपालू कामदार : ( सिकर्मी, डकर्मी, नकर्मी), प्लम्बर, ग्याबीयन बुन्ने मिस्त्री, ट्यूववेल गाड्ने मिस्त्री, ड्रिलर, मेकानिक्स, ईलेक्ट्रिसियन, ढुङ्गा/काठमा बुट्टा भर्ने, फोटोग्राफर, चित्रकार, बार बेन्डर, ब्लास्टर, वेल्डर | प्रति व्यक्ति प्रति दिन | 280 | 370 | 395 | 800 | 820 | 840 | 900 | 900 | 945 | 965 | 1025 |  | 1025 | Mar/Apr 025/26 | 109.43 | 6.3% | चैत्र 082/83
2 | अर्ध दक्ष कामदार : ज्यामी नाइके | प्रति व्यक्ति प्रति दिन | [7 empty] | 620 | 650 | 665 | 720 |  | 705 | 8.271% |  | ६% बृद्धी मानेर रेट कायम गरीएको
3 | (अदक्ष कामदार) ज्यामी साधारण, वन ज्यामी, माली, रनर, सयस | प्रति व्यक्ति प्रति दिन | 180 | 230 | 255 | 550 | 560 | 570 | 600 | 600 | 648 | 660 | 720 |  | 700 | 9.091%
4 | नर्सरी नाइके, वन हेरालु (दैनिक ८ घण्टा काम गर्ने ) | मासिक | 3450 | 3800 | 4060 | 14000 | 14300 | 14310 | 16000 | 16000 | 17300 | 17645 | 18705 |  | 18705 | 6.007%
5 | साधारण सुपरभाइजर (निर्माण कार्यको लागि) | प्रति व्यक्ति प्रति दिन | 180 | 200 | 260 | 517 | 527 | 537 | 575 | 575 | 648 | 660 | 720 |  | 700 | 9.091%
6 | वनज्यामी सुपरभाइजर | प्रति व्यक्ति प्रति दिन | 180 | 230 | 255 | 650 | 660 | 670 | 700 | 700 | 735 | 750 | 795 |  | 795 | 6%
7 | अग्नी नियन्त्रक | मासिक |  |  |  | 1400 | 1410 | 1420 | 1500 | 1500 | 15000 | 15300 | 16220 |  | 16220 | 6.013%
8 | स्वीपर (पूरा कार्यालय समय), सडकमा काम गर्ने लेन्थवर्कर | प्रति व्यक्ति प्रति दिन |  |  | 225 | 517 | 527 | 537 | 575 | 575 | 605 | 615 | 675 |  | 650 | 9.756% |  | 708.08
9 | फोरम्यान (निर्माण कार्यको लागि) | प्रति व्यक्ति प्रति दिन | 225 | 245 | 265 | 517 | 527 | 537 | 575 | 575 | 605 | 615 | 675 |  | 650 | 9.756%
10 | फोरम्यान (ईलेक्ट्रिक कार्यको लागि) | प्रति व्यक्ति प्रति दिन | 225 | 245 | 265 | 800 | 810 | 820 | 860 | 860 | 905 | 920 | 975 |  | 975 | 5.978%
11 | विभिन्न प्रकारका सिमेन्टका मूर्तीहरु कुद्ने/बनाउने विशेष किसिमका कालिगढ | प्रति व्यक्ति प्रति दिन |  |  |  | 1175 | 1185 | 1195 | 1250 | 1250 | 1315 | 1340 | 1420 |  | 1420 | 5.97%
12 | ब्लास्टर हेल्पर | प्रति व्यक्ति प्रति दिन | 200 | 220 | 235 | 540 | 550 | 560 | 600 | 600 | 630 | 645 | 700 |  | 685 | 8.527%
13 | इलेक्ट्रिसियन हेल्पर/ लाइनम्यान | प्रति व्यक्ति प्रति दिन | 200 | 220 | 235 | 625 | 635 | 645 | 680 | 680 | 715 | 725 | 770 |  | 770 | 6.207%
14 | प्लम्बर हेल्पर | प्रति व्यक्ति प्रति दिन | [7 empty] | 609 | 640 | 655 | 720 |  | 695 | 9.924%
15 | चेनम्यान, टेपम्यान, स्टाफम्यान, नापी सहायक, सर्भे हेल्पर (नापीसँग सम्बन्धित कार्य) | प्रति व्यक्ति प्रति दिन | 200 | 220 | 235 | 545 | 555 | 565 | 600 | 600 | 630 | 645 | 700 |  | 685 | 8.527%
16 | पिच स्प्रेयर, पिच व्वायलर, पम्प अपरेटर, बोरीङ्ग अपरेटर,जिनियर ल्याव टक्निसियन, आ. वा. अपरेटर | प्रति व्यक्ति प्रति दिन | 225 | 245 | 265 | 550 | 560 | 570 | 600 | 600 | 630 | 645 | 700 |  | 685 | 8.527%
17 | सुरक्षा गार्ड, चौकिदार | प्रति व्यक्ति प्रति दिन | 200 | 220 | 235 | 540 | 550 | 560 | 600 | 600 | 630 | 645 | 700 |  | 685 | 8.527%
18 | भरिया (४० के.जी. तौलसम्म) | प्रति व्यक्ति प्रति दिन | 200 | 220 | 235 | 517 | 527 | 537 | 575 | 575 | 605 | 620 | 690 |  | 655 | 11.29%
19 | सिमा नापी कार्यको लागि चेनमेनको ज्याला | प्रति व्यक्ति प्रति दिन |  |  |  | 735 | 745 | 755 | 800 | 800 | 840 | 855 | 905 |  | 905 | 5.848%
20 | हेभी इक्वीपमेन्ट अपरेटर (क्रेन, डोजर, ग्रेडर, रोलर, लोडर, आदी ), हेभी सवारी चालक | प्रति व्यक्ति प्रति दिन | 400 | 440 | 470 | 925 | 935 | 945 | 1000 | 1000 | 1050 | 1050 | 1115 |  | 1115 | 6.19%
21 | हेभी इक्वीपमेन्ट हेल्पर / सवारी हेल्पर | प्रति व्यक्ति प्रति दिन | 200 | 220 | 235 | 517 | 527 | 537 | 600 | 600 | 630 | 645 | 700 |  | 685 | 8.527%
22 | हलुका सवारी चालक | प्रति व्यक्ति प्रति दिन | 250 | 275 | 295 | 570 | 580 | 590 | 650 | 650 | 685 | 700 | 740 |  | 740 | 5.714%
23 | गोताखोर | प्रति व्यक्ति प्रति दिन |  |  | 450 | 900 | 910 | 920 | 1000 | 1000 | 1050 | 1070 | 1135 |  | 1135 | 6.075%
24 | फोहर ढल सफा गर्ने मजदुर | प्रति लेवर / दिन | 200 | 220 | 235 | 680 | 690 | 700 | 800 | 800 | 840 | 865 | 915 |  | 915 | 5.78%
25 | सेनेटरी सामानको फिटिङ ज्याला (सामानको पसल मुल्यको आधारमा कायम गर्ने ) | प्रतिशत | 25 | 25 | 25 | 30 | 30 | 40 | 45 | 45 | 50 | 50 | 55 |  | 55 | 10%
26 | सुपरभाइजर SEE वा सो सरह | प्रति व्यक्ति प्रति दिन | [7 empty] | 672 | 1095 | 750 | 795 |  | 795 | 6%
27 | सिनियर ल्याब टेक्निसियन (उच्च माध्यमिक तह उत्तीर्ण गरी तालिम प्राप्त गरेको) | प्रति व्यक्ति प्रति दिन | [7 empty] | 672 | 1130 | 1130 | 1080 |  | 1080 | 1020
28 | जुनियर ल्याब टेक्निसियन (SEE वा सो सरह उत्तीर्ण गरी तालिम प्राप्त गरेको) | प्रति व्यक्ति प्रति दिन | [7 empty] | 609 | 1095 | 1095 | 805 |  | 805 | 760
29 | अनुबन्धित ज्यामी | प्रति व्यक्ति प्रति दिन | [7 empty] | 500 | 525 | 540 | 690 |  | 570 | 27.78%
30 | कृषि मजदुर | प्रति व्यक्ति प्रति दिन | 160 | 175 | 200 | 517 | 527 | 537 | 600 | 600 | 648 | 665 | 720 |  | 705 | 8.271%
31 | खंदेल, स्याम्पलर | प्रति व्यक्ति प्रति दिन | 200 | 230 | 255 | 540 | 550 | 560 | 580 | 580 | 610 | 620 | 690 |  | 655 | 11.29%
32 | क्याम्प वर्कर | ,, ,, | 200 | 230 | 255 | 540 | 550 | 560 | 580 | 580 | 610 | 620 | 690 |  | 655 | 11.29%
33 | ड्रील हेल्पर, पम्प हेल्पर, पाइप फिटर | ,, ,, | 200 | 230 | 255 | 540 | 550 | 560 | 600 | 600 | 630 | 640 | 700 |  | 680 | 9.375%
34 | गेट अपरेटर | प्रति व्यक्ति प्रति दिन |  |  |  | 575 | 585 | 595 | 650 | 650 | 685 | 700 | 740 |  | 740 | 5.714%
नोट : उपरोक्त पदका कामदारहरु बाहेक अन्य पदहरुमा ज्यालादारीमा काम गराउने भएमा जुन पदमा काम गराउने हो सो को लागि नेपाल सरकारको वा सम्बन्धित संस्थानको शुरु तलबमानलाई २६ दिनले भाग गरी आउने रकमलाई प्रतिदिनको ज्याला कायम गर्ने ।

## Dhuwani_Machine_Upakaran Final
२. ढुवानी दर सम्बन्धी
qm= ;+= | ljj/)f | OsfO{ |  |  |  | cf=a= 2076÷77 sf] :jLs[t b/ /]^ | cf=a= 2077÷78 sf] :jLs[t b/ /]^ | cf=a= 2078÷79 sf] :jLs[t b/ /]^ | आ.व. २०७९/०८० को दररेट | आ.व. २०८०/०८१ को दररेट | आ.व. २०८१/०८२ को दररेट | आ.व. २०८२/०८३ को दररेट | आ.व. २०८३/०८४ को दररेट | कैफियत
1 | dflg; -e/Lof_ åf/f ('jfgL
1.01 | ;lhnf] ;fdfg -*f]sf], y'G;], af]/f, afs;, cflbdf /fvL 1 AolQmn] — Ifdtf cg';f/ tf}n k'Ug] u/L — af]Sg ;Sg] ;fdfgx?, h:t}M l;d]G^, afn'jf, /f;folgs dn, bfp/f, vfBfGg, cflb_ | प्रति के.जी. प्रति कोश | 1 | 1.1 | 1.2 | 2.6 | 2.6 | 2.6 | 3 | 3 | 3 | 3 | 3
1.02 | c;lhnf] ;fdfg -;fdfGo ef/L agfO{ Ps AolQmn] af]Sg ;Sg] — t/ Ifdtf cg';f/ tf}n gk'Ug] — ;fdfgx?, h:t}Mss{^kftf, a'g]sf] Uoflaog tf/hfnL, la:kmf]^s kbfy{, Pr= l*= lk= O{= kfO{k, OG;'n]^/, cf}ifwL, sf&, s[lifhGo kmnk'mnsf] la?jf, cflb_ | प्रति के.जी. प्रति कोश | 1.25 | 1.37 | 1.5 | 3.3 | 3.3 | 3.3 | 4 | 4 | 4 | 4 | 4
1.03 | clt c;lhnf] ;fdfg -;fdfGotM Ps AolQmn] dfq af]Sg g;Sg] ;fdfgx? h:t}M lh= cfO{= kfO{k, sf¤*]tf/, kmnfd] %*, On]S^«f]d]sflgsn ;fdfg, 3 b]lv 8 dL^/;Dd nfdf] :^Ln kf^{;\÷lah'nLsf] kf]n÷^]lnkmf]gsf] kf]n, lk= P;= l;= kf]n, cflb_ | प्रति के.जी. प्रति कोश | 1.6 | 1.75 | 1.9 | 4.1 | 4.1 | 4.1 | 5 | 5 | 5 | 5 | 5
1.04 | झो.पू.को लठ्ठा | प्रति के.जी. प्रति कोश |  |  | 3.5 | 5.85 | 5.85 | 5.85 | 6 | 6 | 6 | 6 | 6
1.05 | dflg;åf/f kf]n ('jfgL -8 dL^/ eGbf nfdf] kmnfd] ^\o"a"n/ kf]n_ | प्रति के.जी. प्रति कोश | 3 | 3.3 | 3.65 | 6.05 | 6.05 | 6.05 | 7 | 7 | 7 | 7 | 7
1.06 | 6_ dflg;åf/f ^«fG;\km/d/ ('jfgL | प्रति के.जी. प्रति कोश | 5 | 5.5 | 6 | 10.65 | 10.65 | 10.65 | 11 | 11 | 11 | 11 | 11
2= | vRr/åf/f ('jfgL -;lhnf] ;fdfg dfq_ | प्रति के.जी. प्रति कोश | 0.9 | 1 | 1.1 | 1.85 | 1.85 | 1.85 | 2 | 2 | 2 | 2 | 2
3= | ^fo/uf*fåf/f ('jfgL c;lhnf] ;fdfg | प्रति टन प्रति कि.मि. | 200 | 220 | 245 | 415 | 415 | 415 | 500 | 500 | 500 | 500 | 500
4= | ^«ofS^/åf/f ('jfgL -t/fOdf_ | [5 empty] | 0 | 0 |  | 0 | 0 | 0
क | ;lhnf] ;fdfg | [5 empty] | 0 | 0 |  | 0 | 0 | 0
1 | sRrL -df^f]_ ;*sdf | प्रति टन प्रति कि.मि. | 28 | 31 | 34.4 | 55 | 55 | 55 | 75 | 75 | 75 | 75 | 75
2 | sRrL -u¦fe]n_ ;*sdf | प्रति टन प्रति कि.मि. | 23 | 25.25 | 28 | 45 | 45 | 45 | 70 | 70 | 70 | 70 | 70
3 | kSsL -sfnf]kq]_ ;*sdf | प्रति टन प्रति कि.मि. | 18 | 20 | 22 | 35 | 35 | 35 | 50 | 50 | 50 | 50 | 50
ख | c;lhnf] ;fdfg | [5 empty] | 0 | 0 |  | 0 | 0 | 0
1 | sRrL -df^]_ ;*sdf | प्रति टन प्रति कि.मि. | 42 | 44.25 | 48 | 73 | 73 | 73 | 100 | 100 | 100 | 100 | 100
2 | sRrL -u¦fe]n_ ;*sdf | प्रति टन प्रति कि.मि. | 35 | 38.5 | 42 | 74 | 74 | 74 | 90 | 90 | 90 | 90 | 90
3 | kSsL -sfnf]kq]_ ;*sdf | प्रति टन प्रति कि.मि. | 28 | 30.5 | 33 | 51 | 51 | 51 | 70 | 70 | 70 | 70 | 70
5 | ^«ofS^/ ef*f -sf& ('jfgL k¦of]hg_ | [5 empty] | 0 | 0 |  | 0 | 0 | 0
5.01 | t]n jfx]s | प्रति दिन |  |  |  | 3000 | 3000 | 3000 | 3500 | 3500 | 3500 | 3500 | 3500
5.02 | t]n ;lxt | प्रति दिन |  |  |  | 5000 | 5000 | 5000 | 7000 | 7000 | 7000 | 6000 | 6000
6 | ^«ofS^/åf/f ('jfgL kxf*L sRrL ;*s -^«s rNg g;Sg]_ df | प्रति टन प्रति कि.मि. | 60 | 66 | 73 | 125 | 125 | 125 | 150 | 150 | 150 | 150 | 150
7 | ^«såf/f ('jfgL -50 ls=dL= ;Ddsf] nflu_ | [5 empty] | 0 | 0 |  | 0
7.01 | kSsL -sfnf]kq]_ ;*sdf | प्रति टन प्रति कि.मि. | 11.5 | 12.75 | 14 | 22 | 22 | 22 | 35 | 35 | 35 | 35 | 35
7.02 | sRrL -u¦fe]n_ ;*sdf | प्रति टन प्रति कि.मि. | 14.4 | 16 | 17.6 | 27 | 27 | 27 | 40 | 40 | 40 | 40 | 40
7.03 | sRrL -df^]_ ;*sdf | प्रति टन प्रति कि.मि. | 17.25 | 19 | 21 | 33 | 33 | 33 | 45 | 45 | 45 | 45 | 45
8 | ^«såf/f ('jfgL -50ls=dL= eGbf a(Lsf] nflu_ | प्रति टन प्रति कि.मि. | 6.5 | 6.34 | 6.5 | 11 | 11 | 11 | 15 | 15 | 15 | 15 | 15
9 | nf]* / cgnf]* -b'a}_ | [5 empty] | 0 | 0 |  | 0
9.01 | 1_ ;lhnf] ;fdfg | प्रति क्विन्टल | 10 | 10 | 11 | 20 | 20 | 20 | 21 | 21 | 21 | 21 | 21
9.02 | 2_ c;lhnf] ;fdfg | प्रति क्विन्टल | 12 | 12 | 13 | 22 | 22 | 22 | 23 | 23 | 23 | 23 | 23
9.03 | 3_ clt c;lhnf] ;fdfg | प्रति क्विन्टल | 20 | 20 | 21 | 35 | 35 | 35 | 40 | 40 | 40 | 40 | 40
10 | ;fdfgsf] tf}nfO{ / rf}sfO{ | प्रति क्विन्टल | 10 | 10 | 11 | 19 | 19 | 19 | 20 | 20 | 20 | 20 | 20
11 | dn vfb nf]* cgnf]* | प्रति क्विन्टल | 10 | 10 | 11 | 20 | 20 | 20 | 21 | 21 | 21 | 21 | 21
12 | cf}iflw ld;fOPsf] aLp nf]* cgnf]* | प्रति क्विन्टल | 10 | 10 | 11 | 20 | 20 | 20 | 21 | 21 | 21 | 21 | 21
13 | ls^gfzs cf}iflw -w"nf]_ nf]* cgnf]* | प्रति क्विन्टल | 10 | 10 | 11 | 21 | 21 | 21 | 22 | 22 | 22 | 22 | 22
14 | dnvfb l/k]l/ª tf}nfO{, l;nfO{, rf}sfO{ | प्रति क्विन्टल | 10 | 10 | 11 | 20 | 20 | 20 | 22 | 22 | 22 | 22 | 22
15 | (naf^ (sg x^fO{ lg:s]sf] kmf]xf]/ lunf] df^f] ^«ofS^/af^ ("jfgL u/L ahf/af^ aflx/ kmfNg] sfo{ | प्रति घ.मि. | 200 | 220 | 250 | 450 | 450 | 450 | 600 | 600 | 600 | 600 | 600
16 | xo"dkfOk tyf lkP;;Lkf]nsf] ("jfgL ef*f -sf/vfgf d"Nosf] cfwf/df_ | [5 empty] | 0 | 0 |  | 0
16.01 | 50 ls= dL= ;Dd | प्रतिशत | 15 | 15 | 10 | 13 | 13 | 13 | 15 | 15 | 15 | 15 | 15
16.02 | 50 b]lv 75 ls= dL= ;Dd | प्रतिशत | 20 | 20 | 15 | 16.5 | 16.5 | 16.5 | 18 | 18 | 18 | 18 | 18
16.03 | 75 b]lv 100 ls= dL= ;Dd | प्रतिशत | 20 | 20 | 15 | 20 | 20 | 20 | 22 | 22 | 22 | 22 | 22
16.04 | 101 b]lv 200 ls= dL= ;Dd | प्रतिशत | 20 | 20 | 15 | 25 | 25 | 25 | 27 | 27 | 27 | 27 | 27
17 | Uofljog tf/hfnL ^«s jf ^«]S^/af^ ("jfgL | [5 empty] | 0 | 0 |  | 0
क | kSsL ;*sdf | [5 empty] | 0 | 0 | 5 | 5
1 | 3x1.5x0.75, 3x1x1 | प्रति जाली/कि.मि. | 1.5 | 1.5 | 1.7 | 2.65 | 2.65 | 2.65 | 4 | 4 | 4 | 4 | 4
2 | 3x1x0.75, 2x1x1 | प्रति जाली/कि.मि. | 1.3 | 1.3 | 1.5 | 2.35 | 2.35 | 2.35 | 4 | 4 | 4 | 4 | 4
3 | 3x1x0.60, 2x1.5x0.50 | प्रति जाली/कि.मि. | 1 | 1 | 1.2 | 1.85 | 1.85 | 1.85 | 2 | 2 | 2 | 2 | 2
ख | sRrL ;*sdf | [5 empty] | 0 | 0 |  | 0 | 0 | 0
1 | 3x1.5x0.75, 3x1x1 | प्रति जाली/कि.मि. | 2 | 2 | 2.2 | 3.4 | 3.4 | 3.4 | 5 | 5 | 5 | 5 | 5
2 | 3x1x0.75, 2x1x1 | प्रति जाली/कि.मि. | 1.75 | 1.75 | 1.95 | 3.1 | 3.1 | 3.1 | 5 | 5 | 5 | 5 | 5
3 | 3x1x0.60, 2x1.5x0.50 | प्रति जाली/कि.मि. | 1.5 | 1.5 | 1.7 | 2.65 | 2.65 | 2.65 | 4 | 4 | 4 | 4 | 4
18 | डुंगा बाट समान ढुवानी गर्ने कार्य | [8 empty] | 0 | 0 | 0
18.01 | ग्याबिन जाली | प्रति गोटा | [5 empty] | 50 | 60 | 60 | 60 | 60 | 60
18.02 | ढुंगा | प्रति घ.मि. | [5 empty] | 350 | 400 | 400 | 400 | 400 | 400
18.03 | अन्य सामाग्री | प्रति किलो | [5 empty] | 0.5 | 0.6 | 0.6 | 0.6 | 0.6 | 0.6 |  | kathmandu | Kapilvastu
19 | बोलेरो ४ व्हील डबल क्याब वा सो सरहको पिकअप भाडा ईन्धन र चालक समेत | प्रति दिन | [7 empty] | − | − | 5900 | 5900 |  | 6350
20 | बोलेरो ४ व्हील डबल क्याब वा सो सरहको पिकअप भाडा ईन्धन बहेक र चालक समेत | प्रति दिन | [7 empty] | − | − | 3400 | 3400 |  |  | 4000
21 | स्करपियो ४ व्हील डबल क्याब वा सो सरहको पिकअप भाडा ईन्धन र चालक समेत | प्रति दिन | [7 empty] | − | − | 6800 | 6800 |  | 7620
22 | स्करपियो ४ व्हील डबल क्याब वा सो सरहको पिकअप भाडा ईन्धन बाहेक र चालक समेत | प्रति दिन | [7 empty] | − | − | 4350 | 4350 |  |  | 4000
नोटः
1 | माथि उल्लेख नभएका ढुवानीको हकमा प्रचलित कानुन बमोजिम हुनेछ ।
2 | निर्माण सामाग्रीको ढुवानी सम्बन्धमा नेपाल सरकारले स्वीकृत गरेको नर्मस प्रयोग गरी आवश्यकता अनुसार ढुवानी भाडा कायम गर्न बाधा पर्ने छैन ।

## Bhawan
३. भवन निर्माणमा प्रयोग हुने निर्माण सामाग्री
qm=;+= | lgdf{)f ;fdu¦Lsf] ljj/)f | OsfO{ | cf=a= 062÷063 | cf=a= 2066÷67 | cf=a= 2067÷68 | cf=a= 2068÷69 | cf=a= 2075÷76 | cf=a= 2076÷77 sf] :jLs[t b/ /]^ | cf=a= 2077÷78 sf] :jLs[t b/ /]^ | cf=a= 2078÷79 sf] :jLs[t b/ /]^ | आ.व. २०७९/०८० को दररेट | आ.व. २०८०/०८१ को दररेट | आ.व. २०८१/०८२ को दररेट | आ.व. २०८२/०८३ को दररेट | आ.व. २०८३/०८४ को दररेट | s}lkmot
1 | ईटा (ढुवानी समेत)
1.01 | चिम्नी भट्टाको प्रथम श्रेणीको | हजार | 3000 | 7200 | 8100 | 8800 | 13000 | 13000 | 13300 | 13300 | 14630 | 14630 | 14630 | 14630 | 14630
1.02 | चिम्नी भट्टाको द्वीतीय श्रेणीको | हजार | 2400 | 6500 | 7500 | 7700 | 9500 | 9500 | 9800 | 9800 | 10780 | 10780 | 10780 | 10780 | 10780
1.03 | मेशिन मेड (चाइनिज ईट्टा) | हजार |  |  |  |  | 12900 | 12900 | 13000 | 13000 | 14300 | 14300 | 14300 | 14300 | 14300 | [5 empty] | Cum | cuft
1.04 | स्थानीय भट्टाको ईटा | हजार |  |  |  |  | 9500 | 9500 | 9700 | 9700 | 10670 | 10670 | 10670 | 10670 | 10670 | [5 empty] | 1 | 35.3147
1.05 | राठ ईट्टा | हजार |  |  |  |  | 8700 | 8700 | 9000 | 9000 | 9900 | 9900 | 9900 | 9900 | 9900
1.06 | ईटाको टुक्रा (रविस) | घ.मि. | 525 | 1200 | 1300 | 1400 | 2200 | 2200 | 2500 | 2500 | 2750 | 2750 | 2750 | 2750 | 2750
2 | ढुङ्गा | [13 empty] | ‍ |  | गत आ.व.को रेट | हाल कायम भएको प्रति फुट | बागलुङ कालिका क्रसर प्रति फुट | त्रिवेणी क्रसर उद्योग | महादेवा कन्स्ट्रक्सन सियारी | नवलपुर 82/83 | प्रचलित बजार भाउ | रुपन्देही
2.01 | बोल्डर | घ.मि. | 500 | 800 | 800 | 800 | 2000 | 2050 | 2050 | 2050 | 2255 | 2255 | 2367.75 | 2486.1375 | 2486.1375 |  | 70.3996 | 70.3996 |  |  |  | 59.4654 |  | 46 |  | 114.6% | 114.6%
2.02 | फोरुवा ढुङ्गा | घ.मि. | 550 | 850 | 875 | 875 | 2300 | 2350 | 2350 | 2350 | 2585 | 2585 | 2714.25 | 2714.25 | 2714.25 |  | 76.859 | 76.859 |  |  |  | 65.8367
2.03 | ("+ufsf] w"nf] ("jfgL ;d]t | घ.मि. | 400 | 825 | 825 | 860 | 1500 | 1500 | 1500 | 1500 | 1650 | 1730 | 1816.5 | 1816.5 | 1816.5 |  | 51.4376 | 51.4376 | 42 | 40.68 | 45 | 48.1386 |  | 48
3 | नेचुरल गिटी/ग्राभल | घ.मि.
3.01 | u¦fe]n ;*ssf] nflu -cf/ljPd_ | घ.मि. | 320 | 575 | 550 | 575 | 1275 | 1275 | 1500 | 1500 | 1650 | 1730 | 1816.5 | 1650 | 1650 |  | 46.7228 | 46.7228 | 32 | 30 | 40 | 38.222
3.02 | uf]nf] lu§L bfpGg] k"j{ -10 b]vL 40 dL=dL=_ | घ.मि. | 490 | 700 | 700 | 725 | 1475 | 1600 | 1600 | 1600 | 1760 | 1850 | 1942.5 | 1942.5 | 1942.5 |  | 55.0055 | 55.0055 |  | 31.64 | 40 | 41.761 |  | 64
4 | क्रसरको गिटी
4.01 | 20 b]lv 40 dL= dL= | घ.मि. | 700 | 850 | 850 | 886 | 1850 | 1850 | 1850 | 1850 | 2035 | 2140 | 2247 | 2247 | 2247 |  | 63.628 | 63.628 | 40 | 40.68 | 50 | 59.4564 |  | 64
4.02 | 12 b]lv 20 dL= dL= | घ.मि. | 700 | 900 | 900 | 939 | 1875 | 1875 | 1875 | 1875 | 2062.5 | 2165 | 2273.25 | 2050 | 2115 |  | 58.0495 | 59.8901 | 40 | 40.68 |  | 59.4564 |  | 66
4.03 | 10 b]lv 12 dL= dL= | घ.मि. | 600 | 650 | 650 | 678 | 1625 | 1625 | 1625 | 1625 | 1787.5 | 1875 | 1968.75 | 1968.75 | 2115 |  | 55.7488 | 59.8901 | 40 | 40.68 | 45 | 50.9626 |  | 62
4.04 | 10 dL= dL= eGbf d"lg -lh/f_ | घ.मि. | 300 | 675 | 675 | 704 | 1350 | 1350 | 1350 | 1350 | 1485 | 1560 | 1638 | 1638 | 1800 |  | 46.383 | 50.9703 | 40 | 40.68 |  | 45.4417 |  | 57
4.05 | Crusher Run Material 0-63mm Down (for Sub-base) | घ.मि. | [10 empty] | 2100 | 1800 | 1900 |  | 50.9703 | 53.802 | 40 | 45.2 |  |  |  | 52
4.06 | Crusher Run Material (45mm-75 micron) (For Base) | घ.मि. | [11 empty] | 1850 | 1950 |  | 52.3862 | 55.2179 | 40 | 40.68 | 50 |  |  | 61
5 | afn'jf÷df^f]
5.01 | afn'jf -nf]sn vf]nf_ | घ.मि. | 330 | 500 | 520 | 542 | 1120 | 1120 | 1120 | 1120 | 1232 | 1232 | 1293.6 | 1293.6 | 1293.6 |  | 36.6307 | 36.6307 |  | 36.66 |  | 33.9751
5.02 | wf]Psf] afn'jf -qm;/sf]_ | घ.मि. |  | 825 | 850 | 886 | 2200 | 2200 | 2200 | 2200 | 2420 | 2420 | 2541 | 2365 | 2365 |  | 66.9693 | 66.9693 | 50 | 56.5 | 50 | 67.9502 |  | 66
5.03 | k"g]{ df^f] | घ.मि. | 120 | 155 | 160 | 166 | 300 | 300 | 300 | 300 | 330 | 330 | 346.5 | 450 | 450 |  | 12.7426 | 12.7426 |  |  |  | 340 |  | 9
5.04 | hf]*fO{sf] df^f] | घ.मि. | 140 |  | 165 | 172 | 310 | 310 | 310 | 310 | 341 | 341 | 358.05 | 450 | 450 |  | 12.7426 | 12.7426 |  |  |  | 395 |  | 0
5.05 | la?jf /f]Kgsf] nflu dlnnf] df^f] | घ.मि. | 140 |  |  |  | 400 | 400 | 400 | 400 | 440 | 440 | 462 | 462 | 462 |  | 13.0824 | 13.0824 |  |  |  | 450
6 | l;d]G^ | [15 empty] | Palpa | Rupandehi | Siddhartha |  |  | 700 |  |  | Rupandehi
6.01 | g]kfnL l;d]G^ ( N/S OPC ) (50 kg) | बोरा | 315 | 480 | 470 | 470 | 725 | 725 | 725 | 725 | 725 | 715 | 615 | 630 | 630 |  | 650 | 630 | 590 |  |  | 600 |  |  | 630
6.02 | l;d]G^ ( N/S PPC ) (50kg) | बोरा | 315 | 480 | 470 | 470 | 620 | 620 | 620 | 620 | 620 | 610 | 515 | 528 | 540 |  | 550 | 540 | 520 |  |  | 865 |  |  | 540
6.03 | ;]tf] l;d]G^ (40 kg) | बोरा | 800 | 950 | 950 | 900 | 950 | 975 | 975 | 975 | 975 | 965 | 965 | 965 | 965 |  |  | 931 | [6 empty] | 931
7 | s+qmL^ P*ldS:r/
7.01 | s+qmL^ P*ldS:r/ | के.जी. |  |  |  |  | 340 | 340 | 340 | 340 | 374 | 374 | 374 | 374 | 374
7.02 | Knfli^;fOh/ | लिटर |  |  |  |  | 355 | 355 | 355 | 355 | 390.5 | 390.5 | 390.5 | 390.5 | 390.5
7.03 | PlG^ ^/dfO{^ | लिटर |  |  |  |  | 8580 | 8580 | 8580 | 8580 | 9438 | 9438 | 9438 | 9438 | 9438
7.04 | jf^/ l/k]lné sDkfp)* | लिटर |  |  |  |  | 575 | 575 | 575 | 575 | 632.5 | 632.5 | 632.5 | 632.5 | 632.5
7.05 | qmofs l/*\o';/ | के.जी. |  |  |  |  | 590 | 590 | 590 | 590 | 649 | 649 | 649 | 649 | 649
7.06 | jf^/ k¦'lkmé sDkfp)* | लिटर |  |  |  |  | 280 | 280 | 280 | 280 | 308 | 308 | 308 | 308 | 308
7.07 | l;lnsf l;d])^ P*ldS:r/ | के.जी. |  |  | 318 | 302 | 330 | 330 | 330 | 330 | 363 | 363 | 363 | 363 | 363
7.08 | माइक्रो सिलिका (For High Performance ConcreteASTM C 1240-2005, IS 15388-2003) | के.जी. | [9 empty] | − | − | 119.34 | 119.34 |  | काठमाडौबाट साभार २% मुल्य वृद्धी सहित
7.09 | Epoxy Bonding Agent for old and new construction | लिटर | [9 empty] | − | − | 2142 | 2142 |  | काठमाडौबाट साभार २% मुल्य वृद्धी सहित
7.1 | Rust Remover & Passivator | लिटर | [9 empty] | − | − | 1071 | 1071 |  | काठमाडौबाट साभार २% मुल्य वृद्धी सहित
7.11 | Integral Waterproofing Additive for Concrete and Plaster ASTM C 494, IS 2645-75 (Type G) , IS 9103-2007/IS 2645 | के.जी. | [9 empty] | − | − | 325.38 | 325.38 |  | काठमाडौबाट साभार २% मुल्य वृद्धी सहित
7.12 | Integral Crystalline Waterproofing Liquid/Powder Admixture STD Conformance : ASTM C 494, IS 3085-1997, DIN 1048-1991 | के.जी. | [9 empty] | − | − | 1071 | 1071 |  | काठमाडौबाट साभार २% मुल्य वृद्धी सहित
7.13 | Fast Setting Plugging Compound for Stopping Running Water System | के.जी. | [9 empty] | − | − | 434.52 | 434.52 |  | काठमाडौबाट साभार २% मुल्य वृद्धी सहित
8 | sf& | [15 empty] | रुपन्देही (क्यूफीट) | रुपन्देही (Cum) |  |  | 1cum= | 35.3147 | cuft
8.01 | ;fnsf] sf& (lr/fg jfnf) | घ.मि. | 37000 | 47000 | 74000 | 76450 | 150000 | 150000 | 150000 | 150000 | 165000 | 165000 | 165000 | 165000 | 165000 |  | 4334 | 153053.7655
8.02 | l;;f} sf& -lr/fg jfnf_ cfjfbL | घ.मि. | 24000 | 26500 | 41000 | 36100 | 108000 | 108000 | 108000 | 108000 | 118800 | 118800 | 118800 | 118800 | 118800 |  | 3048 | 107639.1041
8.03 | cGo sf& -s"sf&_ lr/fg jfnf | घ.मि. | 14000 | 18000 | 28000 | 32705 | 45300 | 45300 | 45300 | 45300 | 49830 | 49830 | 49830 | 49830 | 49830 |  | 1306 | 46120.9547
8.04 | bfp/f | के.जी. |  | 6 | 6 | 7.5 | 11.5 | 11.5 | 11.5 | 11.5 | 12.65 | 12.65 | 12.65 | 12.65 | 12.65
9 | l;d]G^ s+lqm^ -cf/=l;=;L=_af^ lgld{t - em\ofn, (f]sf÷ e]N^Ln];gsf km¦]dx? -size 4"x2.75" Concrete mix design- 1:1:1_ proportion & 2 no of 7mmø Re-bar)
9.01 | em\ofn, (f]sf / e]N^Ln];gsf km¦]dx? | र.फी. | 37000 | 47000 | 74000 | 76450 | 221 | 221 | 221 | 221 | 243.1 | 243.1 | 243.1 | 243.1 | 243.1
9.02 | em\ofn, (f]sf / e]N^Ln];gsf cfs{ km¦]dx? | र.फी. | 24000 | 26500 | 41000 | 36100 | 415 | 415 | 415 | 415 | 456.5 | 456.5 | 456.5 | 456.5 | 456.5
10 | %]l:sgL
10.01 | %]:sgL 100 ld=ld= | गोटा | 18 | 22 | 22 | 23 | 33 | 33 | 33 | 33 | 36.3 | 36.3 | 36.3 | 36.3 | 36.3
10.02 | %]:sgL 150 ld=ld= | गोटा | 22 | 35 | 35 | 37 | 41 | 41 | 41 | 41 | 45.1 | 45.1 | 45.1 | 45.1 | 45.1
10.03 | %]:sgL 200 ld=ld= | गोटा | 27 | 47 | 47 | 49 | 58 | 58 | 58 | 58 | 63.8 | 63.8 | 63.8 | 63.8 | 63.8
10.04 | %]:sgL 225 ld=ld= | गोटा | 36 | 58 | 58 | 60 | 69 | 69 | 69 | 69 | 75.9 | 75.9 | 75.9 | 75.9 | 75.9
10.05 | %]:sgL 300 | गोटा | 41 | 70 | 70 | 73 | 90 | 90 | 90 | 90 | 99 | 99 | 99 | 99 | 99
11 | sAhf
11.01 | sAhf 75 ld=ld= | गोटा | 11 | 16 | 16 | 17 | 12 | 12 | 12 | 12 | 13.2 | 13.2 | 13.2 | 13.2 | 13.2
11.02 | sAhf 100ld=ld= | गोटा | 18 | 27 | 20 | 21 | 22 | 22 | 22 | 22 | 24.2 | 24.2 | 24.2 | 24.2 | 24.2
11.03 | sAhf 150ld=ld= | गोटा | 27 | 38 | 25 | 26 | 48 | 48 | 48 | 48 | 52.8 | 52.8 | 52.8 | 52.8 | 52.8
12 | x]l)*n tyf cGo
12.01 | x]l)*n kmnfd] -d"&_ 8Æ÷16 ld=ld= df]^f] | गोटा | 21 | 25 | 25 | 26 | 22 | 22 | 22 | 22 | 24.2 | 24.2 | 24.2 | 24.2 | 24.2
12.02 | x]l)*n cfn"ldlgod 8Æ÷16 ld=ld= df]^f] | गोटा | 41 | 30 | 30 | 31 | 27 | 27 | 27 | 27 | 29.7 | 29.7 | 29.7 | 29.7 | 29.7
12.03 | x]l)*n &"nf] 10Æ÷16 ld=ld= df]^f] | गोटा | 82 | 130 | 130 | 135 | 194 | 194 | 194 | 194 | 213.4 | 213.4 | 213.4 | 213.4 | 213.4
12.04 | x]l)*n ;fgf] 8Æ÷16 ld=ld= df]^f] | गोटा | 63 | 105 | 105 | 110 | 184 | 184 | 184 | 184 | 202.4 | 202.4 | 202.4 | 202.4 | 202.4
12.05 | k]r (Screw nails ) | गोटा | 0.4 | 1 | 1 | 1 | 1 | 1 | 1 | 1 | 1.1 | 1.1 | 1.1 | 1.1 | 1.1
12.06 | h] x"s | गोटा | 9 | 13 | 13 | 14 | 23 | 23 | 23 | 23 | 25.3 | 25.3 | 25.3 | 25.3 | 25.3
12.07 | lj^"ldg jf;/ | गोटा | 1 | 1 | 1 | 1 | 2 | 2 | 2 | 2 | 2.2 | 2.2 | 2.2 | 2.2 | 2.2
12.08 | df]l^{; ns | गोटा | 375 | 700 | 600 | 625 | 1208 | 1208 | 1208 | 1208 | 1328.8 | 1328.8 | 1328.8 | 1328.8 | 1328.8
12.09 | xf]N* kmf:^ | गोटा | 8 | 12 | 13 | 14 | 19 | 19 | 19 | 19 | 20.9 | 20.9 | 20.9 | 20.9 | 20.9
12.1 | *f]/ :k¦Lé kmnfd] | गोटा | 82 | 130 | 130 | 135 | 158 | 158 | 158 | 158 | 173.8 | 173.8 | 173.8 | 173.8 | 173.8
12.11 | *f]/ :k¦Lé a¦f; | गोटा | 190 | 230 | 230 | 240 | 278 | 278 | 278 | 278 | 305.8 | 305.8 | 305.8 | 305.8 | 305.8
12.12 | d:So"^f] g]^ -ef/tLo, x]eL_ | व.मि. | 120 | 170 | 170 | 177 | 284 | 284 | 284 | 284 | 312.4 | 312.4 | 312.4 | 312.4 | 312.4
12.13 | PS;k]G*]* d]^n g]^ -x]eL_ | व.मि. | 155 | 200 | 200 | 208 | 175 | 175 | 175 | 175 | 192.5 | 192.5 | 192.5 | 192.5 | 192.5
12.14 | lrs]g jfo/ d]; | व.मि. | 64 | 150 | 150 | 156 | 139 | 139 | 139 | 139 | 152.9 | 152.9 | 152.9 | 152.9 | 152.9
12.15 | g^ af]N^ jf;/ ;lxt | के.जी. | 75 | 125 | 125 | 130 | 168 | 168 | 168 | 168 | 184.8 | 184.8 | 184.8 | 184.8 | 184.8
13 | 1Æ :Sjfo/ kfOk /]lné agfO{ To;df ;fn jf l;;f} sf&sf] x])*/]n /fvL h*fg ug]{ sfo{ | व.मि. |  |  |  |  | 2310 | 2310 | 2310 | 2310 | 2541 | 2541 | 2541 | 2541 | 2541
14 | P]gf kf/bz{s
14.01 | 3 ld=ld= | व.मि. | 325 | 400 | 400 | 400 | 824 | 824 | 824 | 824 | 906.4 | 906.4 | 906.4 | 906.4 | 906.4
14.02 | 4 ld=ld= | व.मि. | 350 | 430 | 500 | 430 | 935 | 935 | 935 | 935 | 1028.5 | 1028.5 | 1028.5 | 1028.5 | 1028.5
14.03 | 5 ld=ld= | व.मि. | 500 | 550 | 550 | 540 | 1323 | 1323 | 1323 | 1323 | 1455.3 | 1455.3 | 1455.3 | 1455.3 | 1455.3
15 | P]gf ckf/bz{s
15.01 | 3 ld=ld= | व.मि. | 525 | 400 | 400 | 400 | 714 | 714 | 714 | 714 | 785.4 | 785.4 | 785.4 | 785.4 | 785.4
15.02 | 4 ld=ld= | व.मि. | 275 | 425 | 425 | 425 | 1066 | 1066 | 1066 | 1066 | 1172.6 | 1172.6 | 1172.6 | 1172.6 | 1172.6
16 | P]gf sfnf]
16.01 | 4 ld=ld= | व.मि. |  |  |  |  | 1024 | 1024 | 1024 | 1024 | 1126.4 | 1126.4 | 1126.4 | 1126.4 | 1126.4 |  |  |  | 81-82 चैत र 82-83 चैतको बढोत्तरी = 2.27%
17 | प्लाइउड | [15 empty] | per Sft | Rupandehi | प्रस्तावित रेट @2% बढोत्तरी |  |  |  | Sqft | Sqm
17.01 | 3 ld=ld= | व.मि. | 100 | 115 | 128 | 128 | 315 | 315 | 315 | 315 | 346.5 | 346.5 | 346.5 | 346.5 | 353.4 |  | 32.8319 | 21 | 353.4 |  |  |  | 10.7639 | 1
17.02 | 4 ld=ld= | व.मि. | 125 | 130 | 152 | 152 | 368 | 368 | 368 | 368 | 404.8 | 404.8 | 404.8 | 404.8 | 412.85 |  | 38.355 | 29 | 412.85
17.03 | 6 ld=ld= | व.मि. | 170 | 195 | 223 | 223 | 394 | 394 | 394 | 394 | 433.4 | 433.4 | 433.4 | 433.4 | 442.05 |  | 41.0678 | 47 | 442.05
17.04 | 8 ld=ld= | व.मि. | 200 |  | 291 | 291 | 473 | 473 | 473 | 473 | 520.3 | 520.3 | 520.3 | 520.3 | 530.7 |  | 49.3036 | 0 | 530.7
17.05 | 10 ld=ld= -lzv/ jf ;f] eGbf dfyL_ | व.मि. |  | 375 | 409 | 409 | 992 | 992 | 992 | 992 | 1091.2 | 1091.2 | 1091.2 | 1091.2 | 1113 |  | 103.4011 | 106 | 1113
17.06 | 12 ld=ld= -lzv/ jf ;f] eGbf dfyL_ | व.मि. | 230 | 475 | 500 | 500 | 1097 | 1097 | 1097 | 1097 | 1206.7 | 1206.7 | 1206.7 | 1206.7 | 1230.8 |  | 114.3451 | 118 | 1230.8
17.07 | 18 ld=ld= वाटरप्रुफ (शिखर वा सो सरह) | व.मि. | 332 | 500 | 550 | 550 | 1575 | 1575 | 1575 | 1575 | 1732.5 | 1732.5 | 1732.5 | 1732.5 | 1767.15 |  | 164.1736 | 0 | 1767.15
17.08 | १९ मि.मि. साधारण (शिखर वा सो सरह) | व.मि. | [9 empty] | − | − | 1550.0031 | 1581 |  | 146.8797 | 148 | 1581
17.09 | १९ मि.मि. वाटरप्रुफ (शिखर वा सो सरह) | व.मि. | [9 empty] | − | − | 1808.3369 | 1844.5 |  | 171.3597 | 172 | 1844.5
18 | टिक प्लाइउड | [15 empty] | 0 |  | 0
18.01 | 3 ld=ld= | व.मि. | 137 | 210 | 230 | 230 | 242 | 242 | 242 | 242 | 266.2 | 266.2 | 266.2 | 266.2 | 271.5 |  | 25.2232 |  | 271.5
18.02 | 4 ld=ld= | व.मि. | 185 | 325 | 330 | 330 | 352 | 352 | 352 | 352 | 387.2 | 387.2 | 387.2 | 387.2 | 394.9 |  | 36.6874 | 43 | 394.9
18.03 | 6 ld=ld= | व.मि. | 230 | 400 | 450 | 450 | 908 | 908 | 908 | 908 | 998.8 | 998.8 | 998.8 | 998.8 | 1018.75 |  | 94.645 | 80 | 1018.75
18.04 | 12 ld=ld=sf] jf^/ k¦¦'km - lzv/ वा सो सरह_ | व.मि. |  |  | 618 | 618 | 1302 | 1302 | 1302 | 1302 | 1432.2 | 1432.2 | 1432.2 | 1432.2 | 1460.8 |  | 135.7128 | 144 | 1460.8
18.05 | 32 ld=ld=sf] jf^/k¦"km -lzv/ वा सो सरह_ vfkfsf] nflu | व.मि. |  |  | 1614 | 1614 | 2772 | 2772 | 2772 | 2772 | 3049.2 | 3049.2 | 3049.2 | 3049.2 | 3110.15 |  | 288.9424 |  | 3110.15
18.06 | 32 ld=ld=sf] jf^/k¦"km -lzv/ वा सो सरह_ vfkfsf] nflu l^s ;lxt | व.मि. |  |  | 2044 | 2044 | 3098 | 3098 | 3098 | 3098 | 3407.8 | 3407.8 | 3407.8 | 3407.8 | 3475.95 |  | 322.9263 |  | 3475.95
19 | सिमेन्ट ब्लक |  | 710
19.01 | xf]nf] l;d]G^ Ans 8æX8"X16" | गोटा | 14.5 |  | 30 | 30 | 51 | 51 | 51 | 51 | 56.1 | 56.1 | 56.1 | 56.1 | 56.1 |  | manual & Electric , Cement rate constant
19.02 | xf]nf] l;d]G^ Ans 4æX8"X16" | गोटा | 14.5 |  | 30 | 30 | 38 | 38 | 38 | 38 | 41.8 | 41.8 | 41.8 | 41.8 | 41.8
19.03 | xf]nf] l;d]G^ Ans 6æX8"X16" | गोटा | 14.5 | 35 | 40 | 40 | 45 | 45 | 45 | 45 | 49.5 | 49.5 | 49.5 | 49.5 | 49.5
19.04 | xf]nf] l;d]G^ Ans 5æX8"X12" | गोटा |  |  |  |  | 28 | 28 | 28 | 28 | 30.8 | 30.8 | 30.8 | 30.8 | 30.8
19.05 | xf]nf] l;d]G^ Ans 4æX6"X12" | गोटा |  |  |  |  | 17 | 17 | 17 | 17 | 18.7 | 18.7 | 18.7 | 18.7 | 18.7
20 | इन्टरलकिङ ब्लक (फ्लोरिङको लागि) | [7 empty] | 0 | 0
20.01 | I cfsf/sf] ;fbf -6æx8Æx80dL=dL=_ | गोटा |  |  |  |  | 22 | 22 | 24 | 25 | 27.5 | 27.5 | 27.5 | 27.5 | 27.5
20.02 | I cfsf/sf] sn/ -6æx8Æx80dL=dL=_ | गोटा |  |  |  |  | 25 | 25 | 27 | 28 | 30.8 | 30.8 | 30.8 | 30.8 | 30.8
20.03 | I cfsf/sf] ;fbf -6æx8Æx60dL=dL=_ | गोटा |  |  |  |  | 19 | 19 | 20 | 21 | 23.1 | 23.1 | 23.1 | 23.1 | 23.1
20.04 | I cfsf/sf] sn/ -6æx8Æx60dL=dL=_ | गोटा |  |  |  |  | 21 | 21 | 22 | 23 | 25.3 | 25.3 | 25.3 | 25.3 | 25.3
20.05 | uf]nf] cfsf/sf] ;fbf -8æx8Æx80dL=dL=_ | गोटा |  |  |  |  | 24 | 24 | 25 | 26 | 28.6 | 28.6 | 28.6 | 28.6 | 28.6
20.06 | uf]nf] cfsf/sf] sn/ -8æx8Æx80dL=dL=_ | गोटा |  |  |  |  | 26 | 26 | 27 | 28 | 30.8 | 30.8 | 30.8 | 30.8 | 30.8
20.07 | uf]nf] cfsf/sf] ;fbf -8æx8Æx60dL=dL=_ | गोटा |  |  |  |  | 20 | 20 | 21 | 22 | 24.2 | 24.2 | 24.2 | 24.2 | 24.2
20.08 | uf]nf] cfsf/sf] sn/ -8æx8Æx60dL=dL=_ | गोटा |  |  |  |  | 22 | 22 | 23 | 24 | 26.4 | 26.4 | 26.4 | 26.4 | 26.4
20.09 | l;d]G^ Ans 9æX4"X60dL=dL= | गोटा | 11.5 | 25 | 30 | 30 | 13 | 13 | 14 | 15 | 16.5 | 16.5 | 16.5 | 16.5 | 16.5
20.1 | l;d]G^ Ans 10æX5"X80dL=dL= | गोटा | 11.5 | 25 | 30 | 30 | 20 | 20 | 21 | 22 | 24.2 | 24.2 | 24.2 | 24.2 | 24.2
20.11 | l;d]G^sf] ^fon ;fbf -ˆnf]/_ 10æX10"X25dL=dL= | गोटा | 11.5 | 25 | 30 | 30 | 26 | 26 | 27 | 28 | 30.8 | 30.8 | 30.8 | 30.8 | 30.8
20.12 | l;d]G^sf] ^fon sn/ 10æX10"X25dL=dL= | गोटा | 11.5 | 25 | 30 | 30 | 29 | 29 | 30 | 31 | 34.1 | 34.1 | 34.1 | 34.1 | 34.1
21 | l;d]G^ lk¦sf:^ hfnL
21.01 | 2' x 2' | गोटा | 100 | 160 | 165 | 170 | 276 | 276 | 276 | 276 | 303.6 | 303.6 | 303.6 | 303.6 | 303.6
21.02 | 2' x 1½' | गोटा | 80 | 130 | 135 | 140 | 193 | 193 | 193 | 193 | 212.3 | 212.3 | 212.3 | 212.3 | 212.3
21.03 | 2' x 1' | गोटा | 60 | 100 | 105 | 110 | 166 | 166 | 166 | 166 | 182.6 | 182.6 | 182.6 | 182.6 | 182.6
21.04 | 1 ½' x 1' | गोटा | 35 | 80 | 85 | 90 | 138 | 138 | 138 | 138 | 151.8 | 151.8 | 151.8 | 151.8 | 151.8
21.05 | 1'x 1' | गोटा | 30 | 70 | 73 | 75 | 89 | 89 | 89 | 89 | 97.9 | 97.9 | 97.9 | 97.9 | 97.9
22 | Readymade teak wood doors (Seasoned and poison treated), (excluding the cost of fitting, transportation and painting) | [15 empty] | रुपन्देही
22.01 | Readymade door shutter Recon. Ordinary (1 side teak) | व.फी. |  | 140.6265 | 150 | 160 | 200 | 200 | 200 | 225 | 247.5 | 247.5 | 247.5 | 247.5 | 252.45 |  | 261 |  | 252.45
22.02 | Readymade door shutter Recon. Special (1 side teak) | व.फी. |  | 196.875 | 210 | 225 | 275 | 275 | 275 | 300 | 330 | 330 | 330 | 330 | 336.6 |  | 361 |  | 336.6
22.03 | Readymade door shutter Recon. Special (Both side teak) | व.फी. | [9 empty] | − | − | 340 | 346.8 |  | 410 |  | 346.8
23 | If One side waterproof ply fitting
23.01 | Readymade door shutter Recon. Ordinary (1 side teak) | व.फी. |  | 160.209 | 170 | 180 | 225 | 225 | 225 | 250 | 275 | 275 | 275 | 275 | 280.5 |  |  |  | 280.5
23.02 | Readymade door shutter Recon. Special (1 side teak) | व.फी. |  | 216.5625 | 236 | 240 | 300 | 300 | 300 | 350 | 385 | 385 | 385 | 385 | 392.7 |  |  |  | 392.7
24 | Aluminium Windows/ Door Partition | [15 empty] | रुपन्देही
24.01 | Aluminium sliding window without Ventilation with naturally anodized aluminium (section 101.6mm x44mmx1.5mm) with 5mm th. clear glass & steel net including meterials, labour, fixing & fittings all complete (size->30sft) | व.फी. |  |  |  | 425 | 510 | 510 | 510 | 510 | 561 | 590 | 590 | 590 | 590 |  | 579
24.02 | Aluminium sliding window with fixed Ventilation with naturally anodized aluminium (section 101.6mm x44mmx1.5mm) with 5mm th. clear glass & steel net including meterials, labour, fixing & fittings all complete (size->30sft) | व.फी. |  |  |  | 425 | 535 | 535 | 535 | 535 | 588.5 | 615 | 615 | 615 | 615 |  | 610
24.03 | Aluminium sliding window with sliding Ventilation with naturally anodized aluminium (section 101.6mm x44mmx1.5mm) with 5mm th. clear glass & steel net including meterials, labour, fixing & fittings all complete (size->30sft) | व.फी. |  |  |  | 450 | 430 | 430 | 430 | 430 | 473 | 520 | 520 | 520 | 520 |  | 648
24.04 | Aluminium sliding window without Ventilation with naturally anodized aluminium (section 101.6mm x44mmx1.5mm) with 5mm th. clear glass & steel net including meterials, labour, fixing & fittings all complete (size-<30sft) | व.फी. |  |  |  | 425 | 485 | 485 | 485 | 485 | 533.5 | 560 | 560 | 560 | 560 |  | 610
24.05 | Aluminium sliding window with fixed Ventilation with naturally anodized aluminium (section 101.6mm x44mmx1.5mm) with 5mm th. clear glass & steel net including materials, labour, fixing & fittings all complete (size-<30sft) | व.फी. |  |  |  | 425 | 510 | 510 | 510 | 510 | 561 | 590 | 590 | 590 | 590 |  | 675
24.06 | Aluminium sliding window with sliding Ventilation with naturally anodized aluminium (section 101.6mm x44mmx1.5mm) with 5mm th. clear glass & steel net including materials, labour, fixing & fittings all complete (size-<30sft) | व.फी. |  |  |  | 500 | 585 | 585 | 585 | 585 | 643.5 | 645 | 645 | 645 | 645 |  | 788
24.07 | Aluminium Swing door with naturally anodized aluminium (section 101.6mm x44mmx1.5mm) with 5mm thick clear glass including meterials, labour, fixing & fittings all complete (size- >21sft) | व.फी. |  |  |  | 500 | 535 | 535 | 535 | 535 | 588.5 | 615 | 615 | 615 | 615 |  | 675
24.08 | Aluminium ventilation louver with naturally anodized aluminium (section 101.6mm x44mmx1.5mm) with 5mm thick clear glass including materials, labour, fixing & fittings all complete | व.फी. |  |  |  | 550 | 665 | 665 | 665 | 665 | 731.5 | 705 | 705 | 705 | 705 |  | 745
24.09 | Aluminium Partation aluminium (section 62mm x38mmx1.5mm)with 5mm thick clear glass with water proof sheet including meterials, labour, fixing & fittings all complete | व.फी. |  |  |  | 300 | 370 | 370 | 370 | 370 | 407 | 400 | 400 | 400 | 400 |  | 397
24.1 | Aluminium sliding window without Ventilation with naturally anodized aluminium (section 101.6mm x44mmx1.2mm) with 5mm th. clear glass & steel net including materials, labour, fixing & fittings all complete (size->30sft) | व.फी. | [9 empty] | 496.4602 | 496.4602 | 496.4602 | 496.4602
24.11 | Aluminium sliding window with fixed Ventilation with naturally anodized aluminium (section 101.6mm x44mmx1.2mm) with 5mm th. clear glass & steel net including materials, labour, fixing & fittings all complete (size->30sft) | व.फी. | [9 empty] | 520.7965 | 520.7965 | 520.7965 | 520.7965
24.12 | Aluminium sliding window with sliding Ventilation with naturally anodized aluminium (section 101.6mm x44mmx1.2mm) with 5mm th. clear glass & steel net including materials, labour, fixing & fittings all complete (size->30sft) | व.फी. | [9 empty] | 418.5841 | 418.5841 | 418.5841 | 418.5841
24.13 | Aluminium sliding window without Ventilation with naturally anodized aluminium (section 101.6mm x44mmx1.2mm) with 5mm th. clear glass & steel net including materials, labour, fixing & fittings all complete (size-<30sft) | व.फी. | [9 empty] | 472.1239 | 472.1239 | 472.1239 | 472.1239
24.14 | Aluminium sliding window with fixed Ventilation with naturally anodized aluminium (section 101.6mm x44mmx1.2mm) with 5mm th. clear glass & steel net including meterials, labour, fixing & fittings all complete (size-<30sft) | व.फी. | [9 empty] | 496.4602 | 496.4602 | 496.4602 | 496.4602
24.15 | Aluminium sliding window with sliding Ventilation with naturally anodized aluminium (section 101.6mm x44mmx1.2mm) with 5mm th. clear glass & steel net including meterials, labour, fixing & fittings all complete (size-<30sft) | व.फी. | [9 empty] | 569.469 | 569.469 | 569.469 | 569.469
24.16 | Aluminium Swing door with naturally anodized aluminium (section 101.6mm x44mmx1.2mm) with 5mm thick clear glass including meterials, labour, fixing & fittings all complete (size- >21sft) | व.फी. | [9 empty] | 520.7965 | 520.7965 | 520.7965 | 520.7965
24.17 | Aluminium ventilation louver with naturally anodized aluminium (section 101.6mm x44mmx1.2mm) with 5mm thick clear glass including meterials, labour, fixing & fittings all complete | व.फी. | [9 empty] | 647.3451 | 647.3451 | 647.3451 | 647.3451
24.18 | Aluminium Partition (section 62mm x38mmx1.2mm)with 5mm thick clear glass with water proof sheet including meterials, labour, fixing & fittings all complete | व.फी. | [9 empty] | 360.177 | 360.177 | 360.177 | 360.177
24.19 | Aluminium Fix Partition (section 65mm x38mmx1.2mm) net aluminium frame with 4 mm thick aluminium composite panel with all necessary labour, fixing & fittings all complete | व.फी. | [10 empty] | 0 | 0 | 586
25 | UPVC Door/Window | [15 empty] | Only 0.88% increment in plastic products
25.01 | UPVC Sliding window frame (88x52mm) sliding window sash (57x42mm) with net frame size( 25mmx50mm) all complete inside 1.2mm. Galvanized steel for reinforcement, 5 mm clear glass(white colour) including the cost of material, labour, fixing & fitting all Complete. | व.फी. |  |  |  | 430 | 450 | 450 | 450 | 600 | 660 | 660 | 660 | 660 | 660 |  | 644
25.02 | UPVC Door frame (60x58mm) door sash (104x60mm)pannel, inside 1.2mm galvanized steel used for reinforcement, 5 mm clear glass (white corour) including the cost of material, labour, fixing & fitting all Complete. | व.फी. |  |  |  | 430 | 450 | 450 | 450 | 600 | 660 | 660 | 660 | 660 | 660 |  | 663
25.03 | UPVC fixed ventilation frame (60x58mm), inside 1.2mm galvanized steel used for reinforcement, 5 mm clear glass (white colour) including the cost of material, labour, fixing & fitting all Complete. | व.फी. |  |  |  | 405 | 425 | 425 | 425 | 600 | 660 | 660 | 660 | 660 | 660 |  | 663
25.04 | UPVC Door frame (60x58mm), sash (104x60mm)(special, door pannel 18*200mm, inside 1.2 mm galvanized steel for reinforcement, 5 mm clear glass (white colour) including the cost of material, labour, fixing & fitting all Complete. | व.फी. |  |  |  | 500 | 525 | 525 | 525 | 700 | 770 | 770 | 770 | 770 | 770 |  | 789
26 | Stainless/Stainless steel railing | [15 empty] | रुपन्देही (प्रत्येक वर्ष वृद्धी भइरहेको) |  | नवलपुर
26.01 | Stainless steel pipe 1"ø | र.फी. |  |  |  | 53 | 149 | 149 | 149 | 149 | 171.35 | 171.35 | 171.35 | 171.35 | 171.35 |  | 105 |  | 149
26.02 | Stainless steel pipe 1.5"ø | र.फी. |  |  |  | 73 | 176 | 176 | 176 | 176 | 202.4 | 202.4 | 202.4 | 202.4 | 202.4 |  | 143 |  | 176
26.03 | Stainless steel pipe 2"ø | र.फी. |  |  |  | 93 | 231 | 231 | 231 | 231 | 265.65 | 265.65 | 265.65 | 265.65 | 265.65 |  | 188 |  | 231
26.04 | Stainless steel railing with 2"øtop, 1.5"ø middle & buttam pipe in 4 rows, 2"ø post @ 1mtr. c/c finish clear height including the cost of materails, labor & fixing & fitting all complete | र.फी. |  |  |  | 1122 | 1375 | 1375 | 1375 | 1400 | 1610 | 1610 | 1610 | 1610 | 1650.25 |  | 1939 |  | 1375
26.05 | Stainless steel railing with 2"ø top, 1"ø middle & buttam pipe in 4 rows, 2"ø post @ 1mtr. c/c finish clear height including the cost of materails, labor & fixing & fitting all complete | र.फी. |  |  |  | 1023 | 1265 | 1265 | 1265 | 1300 | 1495 | 1495 | 1495 | 1495 | 1532.35 |  | 1592 |  | 1265
26.06 | Stainless steel railing with 2"ø top, 1"ø middle & buttam pipe in 3 rows, 2"ø post @ 1mtr. c/c finish clear height including the cost of materails, labor & fixing & fitting all complete | र.फी. |  |  |  | 848 | 1089 | 1089 | 1089 | 1100 | 1265 | 1265 | 1265 | 1265 | 1296.6 |  | 1418 |  | 1089
26.07 | Stainless steel railing with 1.5"ø top, 1"ø middle & buttam pipe in 3 rows, 1.5"ø post @ 1mtr. c/c finish clear height including the cost of materails, labor & fixing & fitting all complete | र.फी. |  |  |  | 748 | 919 | 919 | 919 | 1000 | 1150 | 1150 | 1150 | 1150 | 1178.75 |  | 1246 |  | 919
26.08 | Steel Tube for Railing work | के.जी. |  |  |  | 260 | 319 | 319 | 319 | 350 | 402.5 | 402.5 | 402.5 | 402.5 | 402.5 |  |  |  | 319
27 | lhK;d af]*{ |  |  |  |  | 260 |  |  | 0 | 0 | [6 empty] | नवलपुर
27.01 | 5 dL=dL= lhK;d af]8{{ -jf6/ k"¦km_ | व.फी. |  |  |  | 260 | 98 | 98 | 98 | 98 | 107.8 | 107.8 | 107.8 | 107.8 | 107.8 |  | 98
27.02 | 10 dL=dL= lhK;d af]8{{ -jf6/ k"¦km gePsf]_ | व.फी. |  |  |  | 260 | 51 | 51 | 51 | 51 | 56.1 | 56.1 | 56.1 | 56.1 | 56.1 |  | 51
28 | Aerolite AAC Block | [15 empty] | Rupandehi
28.01 | Size 600*200*100 mm | गोटा | [9 empty] | 144 | 144 | 144 | 144 |  | 133
28.02 | Size 600*200*150 mm | गोटा | [9 empty] | 216 | 216 | 216 | 216 |  | 199
28.03 | Size 600*200*200 mm | गोटा | [9 empty] | 288 | 288 | 288 | 288 |  | 264
29 | UPVC Roofing
29.01 | 3mm Thick composition carbon fiber UPVC Roofing Sheet (Weight 5.5 to 6kg/sqm) with PMMA coating and glass fiber mesh (Regular Profile) | व.फी. | [9 empty] | 138 | 138 | 138 | 138
29.02 | 3mm Thick composition carbon fiber UPVC Roofing Sheet (Weight 5.5 to 6kg/sqm) with PMMA coating and glass fiber mesh (Tile Profile) | व.फी. | [9 empty] | 143 | 143 | 143 | 143
29.03 | 3mm thick Composition carbon fiber UPVC Ridge Cover sheet (Regular Profile) | र.फी. | [9 empty] | 381 | 381 | 381 | 381
29.04 | 3mm thick Composition carbon fiber UPVC Ridge Cover sheet (TileProfile) | र.फी. | [9 empty] | 501 | 501 | 501 | 501
30 | Fiber Door
30.01 | Fiber Single Simple Panel | व.फी. | [9 empty] | 708 | 708 | 708 | 708
30.02 | Fiber Double Simply Designed Panel | व.फी. | [9 empty] | 796 | 796 | 796 | 796
30.03 | Fiber Double Designed Panel | व.फी. | [9 empty] | 1195 | 1195 | 1195 | 1195
30.04 | 28mm fiber lamination Board | व.फी. | [9 empty] | 310 | 310 | 310 | 310
31 | Powder Coated झ्याल तथा ढोकाहरु | [16 empty] | Nawalpur Rate | Prasar Metal
31.01 | Powder Coated Mild Steel Door Frame ( 100mmX50mmX1.6mm) | र.फी. | [9 empty] | − | − | 270 | 270 |  |  | 265 | 280
31.02 | Powder Coated Mild Steel Window Frame ( 100mmX50mmX1.6mm) | र.फी. | [9 empty] | − | − | 280 | 280 |  |  | 275 | 305
31.03 | Powder Coated Mild Steel Window Shutter ( 70mmX25mmX1.0mm) with clear glass (5mm thickness) including cost of materials, labour, fixing and fitting all complete. | व.फी. | [9 empty] | − | − | 680 | 680 |  |  | 680 | 680
31.04 | Powder Coated Mild Steel Window Shutter ( 70mmX25mmX1.0mm) with metal sheet panel (1mm thickness) including cost of materials, labour, fixing and fitting all complete. | व.फी. | [9 empty] | − | − | 680 | 680 |  |  | 680 | 680
31.05 | Powder Coated Mild Steel Door Shutter ( 40mmX25mmX1.0mm) with metal sheet panel (1mm thickness) including cost of materials, labour, fixing and fitting all complete. | व.फी. | [9 empty] | − | − | 590 | 590 |  |  | 590 | 590
31.06 | Powder Coated Mild Steel Grill for window with 5mm thick MS Flat border and 8mm MS Sqaure Rod | के.जी. | [9 empty] | − | − | 210 | 210 |  |  | 210 | 210
32 | ग्रेनाइट
32.01 | ग्रेनाइट | व.फी. | [9 empty] | − | − | 228.63 | 240.0615 |  | पाल्पाबाट साभार
33 | कंक्रिट रिङ र कभर | [15 empty] | भैरव कंक्रिट | एम के इन्डस्ट्रिज | रुपन्देही | 10% increment wrt RUP
33.01 | ७५ से.मि. व्यास र ३० से.मि. उचाइ | प्रति गोटा | [10 empty] | − | − | 750 |  | 900 | 900 | 732 | 753
33.02 | ९० से.मि. व्यास र ३० से.मि. उचाइ | प्रति गोटा | [10 empty] | − | − | 1000 |  | 1120 | 1120 | 976 | 1005
33.03 | १२० से.मि. व्यास र ३० से.मि. उचाइ | प्रति गोटा | [10 empty] | − | − | 1250 |  | 1550 | 1550 | 1222 | 1258
33.04 | रिङ कभर - ७५ से.मि. व्यास | प्रति गोटा | [10 empty] | − | − | 750 |  | 900 | 900
33.05 | रिङ कभर - ९० से.मि. व्यास | प्रति गोटा | [10 empty] | − | − | 1000 |  | 1120 | 1120
33.06 | रिङ कभर - १२० से.मि. व्यास | प्रति गोटा | [10 empty] | − | − | 1250 |  | 1550 | 1550
34 | आर सि सि फेन्सिङ पोल (10x10 Top and 12x12 Bottom including 8mm reinforcement) | [15 empty] | भैरव कंक्रिट | एम के इन्डस्ट्रिज | रुपन्देही | 10% increment wrt RUP
34.01 | 6 फिट उचाइ | प्रति गोटा | [10 empty] | − | − | 1308 |  | 1450 | 1450 | 1308
34.02 | ७ फिट उचाइ | प्रति गोटा | [10 empty] | − | − | 1496 |  | 1625 | 1625 | 1496

## Falamjanya
४. फलामजन्य निर्माण सामाग्री
qm=;+= | lgdf{)f ;fdu¦Lsf] ljj/)f | OsfO{ | cf=a= 062÷063 | cf=a= 2066÷67 | cf=a= 2067÷68 | cf=a= 2068÷69 | cf=a= 2075÷76 | cf=a= 2076÷77 sf] :jLs[t b/ /]^ | cf=a= 2077÷78 sf] :jLs[t b/ /]^ | cf=a= 2078÷79 sf] :jLs[t b/ /]^ | cf=a= 2079÷80 sf] :jLs[t b/ /]^ | आ.व. २०८०/०८१ को दररेट | आ.व. २०८१/०८२ को दररेट | आ.व. २०८२/०८३ को दररेट | आ.व. २०८३/०८४ को दररेट | s}lkmot
1 | विभिन्न साइजको फलामे डन्डी-Fe500 (NS or Equivalent) | [15 empty] | Ambe | Siddhartha | Laxmi | Rupandehi
1.01 | 8, 25, 28 & 32 mm | के.जी. |  | 59 | 60 | 65 | 78 | 78 | 78 | 80 | 96 | 96 | 96 | 96 | 96 |  | 91 | 87 | 90 | 94.5
1.02 | 10, 12 & 16 mm | के.जी. |  | 57 | 58 | 64 | 76 | 76 | 76 | 80 | 96 | 96 | 96 | 93 | 93 |  | 88 | 84 | 90 | 94.5
1.03 | 20 mm | के.जी. | [9 empty] | 96 | 96 | 95 | 95 |  | 91 | 86 | 90 | 94.5
1.04 | 4.75 to 7mm dia | के.जी. | 43 | 59 | 61 | 68 | 70 | 70 | 70 | 81 | 97.2 | 97.2 | 97.2 | 97 | 97 |  | 92 | 88 |  | 0 |  |  | काठमाडौ स्टिल |  | Siddhartha
2 | बाइन्डिङ तार | के.जी. | 60 | 85 | 80 | 85 | 90 | 90 | 90 | 90 | 108 | 108 | 108 | 111 | 115 |  | 115 | [5 empty] | 122 |  | 120
3 | काँडे तार | [15 empty] | Rupandehi |  |  | Nawalpur | Kapilvastu | DFO
3.01 | काँडे तार १२ गेज हेभी कोटेड NS168 | के.जी. | 53 | 80 | 80 | 85 | 95 | 95 | 95 | 95 | 114 | 114 | 114 | 116.85 | 119.187 |  | 120 |  |  | 110 | 118 | 135
3.02 | काँडे तार १४ गेज हेभी कोटेड NS168 | के.जी. | 55 | 82 | 82 | 86 | 93 | 93 | 93 | 93 | 111.6 | 111.6 | 111.6 | 114.39 | 116.6778 |  | 109 |  |  | 110
4 | विभिन्न साइजको किल्ला काँटी | के.जी. | 60 | 89 | 80 | 82 | 115 | 115 | 115 | 115 | 138 | 138 | 138 | 138 | 138
5 | फलामे ग्रील/गेट/सटर आदी | [15 empty] | Nawalpur |  |  | Rupandehi
5.01 | कोल्याप्सिबल गेट (जडान र पेन्ट समेत) | के.जी. | 63 | 100 | 90 | 100 | 120 | 120 | 120 | 125 | 150 | 150 | 150 | 150 | 150 |  | 132 |  |  | 158
5.02 | रोलिङ सटर (जडान र पेन्ट समेत) | के.जी. | 1600 | 2100 | 2700 | 2850 | 3250 | 3250 | 3250 | 3400 | 4080 | 4080 | 4080 | 4080 | 4080 |  | 3575 |  |  | 158
5.03 | फलामे गेट (जडान र पेन्ट समेत) | के.जी. | 56 | 95 | 105 | 110 | 135 | 135 | 135 | 145 | 174 | 174 | 174 | 174 | 174
5.04 | स्क्वायर पाइप गेट/रेलिङ जडान र पेन्ट समेत | के.जी. | 50 | 100 | 110 | 115 | 140 | 140 | 140 | 145 | 174 | 174 | 174 | 174 | 174
5.05 | एमएस ब्ल्याक पाइपको तयारी ट्यूबुलर ट्रस | के.जी. |  |  |  |  | 135 | 135 | 135 | 145 | 174 | 174 | 174 | 174 | 174
5.06 | फलामे ग्रील जडान समेत पाताको | के.जी. | 60 | 100 | 90 | 100 | 110 | 110 | 110 | 115 | 138 | 138 | 138 | 138 | 138 |  | 121
5.07 | फलामे ग्रील जडान समेत स्क्वायर रडको | के.जी. | 60 | 100 | 90 | 100 | 114 | 114 | 114 | 120 | 144 | 144 | 144 | 144 | 144
5.08 | विभिन्न साइजको एमएस एङ्गल/एमएस च्यानल वेल्डिङ्ग समेत | के.जी. | 55 | 70 | 70 | 73 | 107 | 107 | 107 | 110 | 132 | 132 | 132 | 132 | 132
5.09 | विभिन्न साइजको एमएस सीट | के.जी. |  |  |  |  | 95 | 95 | 95 | 100 | 120 | 120 | 120 | 120 | 120
6 | जि.आइ. वायर (ग्याबियन, विभिन्न गेज ८,१०) | [15 empty] | Rup
6.01 | हेभी कोटेड | के.जी. | 54 | 82 | 82 | 83 | 95 | 104 | 104 | 104 | 124.8 | 124.8 | 124.8 | 124.8 | 125.8 |  | 125
6.02 | मिडियम कोटेड | के.जी. | 53 | 81 | 81 | 82 | 92 | 101 | 101 | 101 | 121.2 | 121.2 | 121.2 | 121.2 | 122.2 |  | 111
6.03 | कमर्सियल | के.जी. | 51 | 78 | 78 | 79 | 87 | 95 | 95 | 95 | 114 | 114 | 114 | 114 | 115 |  | 106
7 | जि.आइ. वायर (ग्याबियन, १२ गेज)
7.01 | हेभी कोटेड | के.जी. | 54 | 82 | 82 | 83 | 96 | 104 | 104 | 104 | 124.8 | 124.8 | 124.8 | 124.8 | 125.8
7.02 | मिडियम कोटेड | के.जी. | 53 | 81 | 81 | 82 | 91 | 100 | 100 | 100 | 120 | 120 | 120 | 120 | 121
7.03 | कमर्सियल | के.जी. | 51 | 78 | 78 | 79 | 87 | 95 | 95 | 95 | 114 | 114 | 114 | 114 | 115
8 | Machinemade Ready Made Gabion Boxes (Factory Price)
8.1 | एन.एस. १६३/१६९ अनुसारको हेभी जिङ्क कोटेड जि.आई. मेस तार ३.0 मि.मि., सेल्भेज तार ३.९ मि.मि., लेसिङ तार २.४ मि.मि. प्रयोग गरी डबल ट्विस्टेड हेक्सागनल मेस साइज १००X१२० मि.मि. को मेसिनबाट बुनेको ग्याबियन बक्स ( ढुवानी बाहेकको एक्स फेक्ट्री मुल्य) | [15 empty] | meccaferri | फरक | RUP with Transport | फरक % | Area | Rs/Sqm | Rs/Sqm
8.1.1 | बक्स साइज 1.5x1x0.5 | प्रति बक्सा |  |  |  |  | 1557 | 1712 | 1557 | 1557 | 1790.55 | 1790.55 | 1790.55 | 1790.55 | 1665 |  | 1566.18 | 98.82 |  | -12.53% | 9 | 174.02 | 250 | Siddhartha
8.1.2 | बक्स साइज 2x1x0.5 (एक डायफ्राम समेत) | प्रति बक्सा |  |  |  |  | 2118 | 2329 | 2118 | 2118 | 2435.7 | 2435.7 | 2435.7 | 2435.7 | 2310 |  | 2130.05 | 179.95 | 2382 | -12.55% | 14 | 152.1464
8.1.3 | बक्स साइज ३x1x0.5 (दुई डायफ्राम समेत) | प्रति बक्सा |  |  |  |  | 3023 | 3325 | 3023 | 3023 | 3476.45 | 3476.45 | 3476.45 | 3476.45 | 3351 |  | 3039.7 | 311.3 | 3402 | -12.56% | 27 | 112.5815
8.1.4 | बक्स साइज ४x1x0.5 (तीन डायफ्राम समेत) | प्रति बक्सा |  |  |  |  | 3817 | 4198 | 3817 | 3817 | 4389.55 | 4389.55 | 4389.55 | 4389.55 | 4264 |  | 3836.35 | 427.65 |  | -12.6% | 44 | 87.1898
8.1.5 | बक्स साइज 1.5x1x1 | प्रति बक्सा |  |  |  |  | 2263 | 2489 | 2263 | 2263 | 2602.45 | 2602.45 | 2602.45 | 2602.45 | 2477 |  | 2275.82 | 201.18 |  | -12.55% | 10.5 | 216.7448
8.1.6 | बक्स साइज २x1x१ (एक डायफ्राम समेत) | प्रति बक्सा |  |  |  |  | 3008 | 3308 | 3008 | 3008 | 3459.2 | 3459.2 | 3459.2 | 3459.2 | 3334 |  | 3023.88 | 310.12 | 3384 | -12.58% | 16 | 188.9925
8.1.7 | बक्स साइज ३x1x१ (दुई डायफ्राम समेत) | प्रति बक्सा |  |  |  |  | 4269 | 4695 | 4269 | 4269 | 4909.35 | 4909.35 | 4909.35 | 4909.35 | 4784 |  | 4291.74 | 492.26 | 4800 | -12.58% | 30 | 143.058
8.1.8 | बक्स साइज ४x1x१ (तीन डायफ्राम समेत) | प्रति बक्सा |  |  |  |  | 5497 | 6046 | 5497 | 5497 | 6321.55 | 6321.55 | 6321.55 | 6321.55 | 6196 |  | 5526.83 | 669.17 |  | -12.57% | 48 | 115.1423
8.1.9 | बक्स साइज ३x२x0.5 (दुई डायफ्राम समेत) | प्रति बक्सा |  |  |  |  | 5622 | 6184 | 5622 | 5622 | 6465.3 | 6465.3 | 6465.3 | 6465.3 | 6340 |  | 5655.65 | 684.35 |  | -12.52% | 33 | 171.3833
8.1.10 | बक्स साइज ४x२x0.5 (तीन डायफ्राम समेत) | प्रति बक्सा |  |  |  |  | 7122 | 7834 | 7122 | 7122 | 8190.3 | 8190.3 | 8190.3 | 8190.3 | 8065 |  |  | 8065 |  |  | 52 | 0
8.1.11 | बक्स साइज ५x२x0.5 (चार डायफ्राम समेत) | प्रति बक्सा |  |  |  |  | 8815 | 9696 | 8815 | 8815 | 10137.25 | 10137.25 | 10137.25 | 10137.25 | 10012 |  |  | 10012 |  |  | 75 | 0
8.1.12 | बक्स साइज ३X२X१ (दुई डायफ्राम समेत) | प्रति बक्सा |  |  |  |  | 7734 | 8507 | 7734 | 7734 | 8894.1 | 8894.1 | 8894.1 | 8894.1 | 8769 |  | 7780.05 | 988.95 |  | -12.53% | 36 | 216.1125
8.1.13 | बक्स साइज ४X२X१ (तीन डायफ्राम समेत) | प्रति बक्सा |  |  |  |  | 9730 | 10703 | 9730 | 9730 | 11189.5 | 11189.5 | 11189.5 | 11189.5 | 11064 |  |  | 11064 |  |  | 56 | 0
8.1.14 | बक्स साइज ३X1.5X0.5 (दुई डायफ्राम समेत) | प्रति बक्सा |  |  |  |  | 4441 | 4885 | 4441 | 4441 | 5107.15 | 5107.15 | 5107.15 | 5107.15 | 4982 |  | 4466.89 | 515.11 | 4992 | -12.54% | 30 | 148.8963
8.1.15 | बक्स साइज ४X1.5X0.5 (तीन डायफ्राम समेत) | प्रति बक्सा |  |  |  |  | 5622 | 6184 | 5622 | 5622 | 6465.3 | 6465.3 | 6465.3 | 6465.3 | 6340 |  | 5655.65 | 684.35 |  | -12.52% | 48 | 117.826
8.1.16 | बक्स साइज ५X1.5X0.5 (चार डायफ्राम समेत) | प्रति बक्सा |  |  |  |  | 6969 | 7665 | 6969 | 6969 | 8014.35 | 8014.35 | 8014.35 | 8014.35 | 7889 |  |  | 7889 |  |  | 70 | 0
8.1.17 | बक्स साइज ३X1.5X1 (दुई डायफ्राम समेत) | प्रति बक्सा |  |  |  |  | 6254 | 5798 | 6254 | 6254 | 7192.1 | 7192.1 | 7192.1 | 7192.1 | 7067 |  | 6290.71 | 776.29 | 7032 | -12.53% | 33 | 190.6276
8.1.18 | बक्स साइज ४X1.5X1 (तीन डायफ्राम समेत) | प्रति बक्सा |  |  |  |  | 7883 | 8671 | 7883 | 7883 | 9065.45 | 9065.45 | 9065.45 | 9065.45 | 8940 |  | 7930.34 | 1009.66 |  | -12.52% | 52 | 152.5065
8.1.19 | बक्स साइज ५X1.5X1 (चार डायफ्राम समेत) | प्रति बक्सा |  |  |  |  | 9747 | 10721 | 9747 | 9747 | 11209.05 | 11209.05 | 11209.05 | 11209.05 | 11084 |  |  | 11084 |  |  | 75 | 0
8.2 | एन.एस. १६३/१६९ अनुसारको हेभी जिङ्क कोटेड जि.आई. मेस तार २.७ मि.मि., सेल्भेज तार ३.४ मि.मि., लेसिङ तार २.२ मि.मि. प्रयोग गरी डबल ट्विस्टेड हेक्सागनल मेस साइज १००X१२० मि.मि. को मेसिनबाट बुनेको ग्याबियन बक्स ( ढुवानी बाहेकको एक्स फेक्ट्री मुल्य) | [15 empty] | Meccaferri | फरक | फरक %
8.2.1 | बक्स साइज 1.5x1x0.5 | प्रति बक्सा |  |  |  |  | 1381 | 1519 | 1381 | 1381 | 1588.15 | 1588.15 | 1588.15 | 1588.15 | 1463 |  | 1340.18 | 122.82 | -15.61%
8.2.2 | बक्स साइज 2x1x0.5 (एक डायफ्राम समेत) | प्रति बक्सा |  |  |  |  | 1883 | 2071 | 1883 | 1883 | 2165.45 | 2165.45 | 2165.45 | 2165.45 | 2040 |  | 1845.29 | 194.71 | -14.78%
8.2.3 | बक्स साइज ३x1x0.5 (दुई डायफ्राम समेत) | प्रति बक्सा |  |  |  |  | 2703 | 2973 | 2703 | 2703 | 3108.45 | 3108.45 | 3108.45 | 3108.45 | 2983 |  | 2614.82 | 368.18 | -15.88%
8.2.4 | बक्स साइज ४x1x0.5 (तीन डायफ्राम समेत) | प्रति बक्सा |  |  |  |  | 3411 | 3752 | 3411 | 3411 | 3922.65 | 3922.65 | 3922.65 | 3922.65 | 3797 |  | 3298.47 | 498.53 | -15.91%
8.2.5 | बक्स साइज 1.5x1x1 | प्रति बक्सा |  |  |  |  | 2008 | 2208 | 2008 | 2008 | 2309.2 | 2309.2 | 2309.2 | 2309.2 | 2184 |  | 1948.12 | 235.88 | -15.64%
8.2.6 | बक्स साइज २x1x१ (एक डायफ्राम समेत) | प्रति बक्सा |  |  |  |  | 2703 | 2973 | 2703 | 2703 | 3108.45 | 3108.45 | 3108.45 | 3108.45 | 2983 |  | 2614.82 | 368.18 | -15.88%
8.2.7 | बक्स साइज ३x1x१ (दुई डायफ्राम समेत) | प्रति बक्सा |  |  |  |  | 3818 | 4199 | 3818 | 3818 | 4390.7 | 4390.7 | 4390.7 | 4390.7 | 4265 |  | 3690.58 | 574.42 | -15.95%
8.2.8 | बक्स साइज ४x1x१ (तीन डायफ्राम समेत) | प्रति बक्सा |  |  |  |  | 4807 | 5287 | 4807 | 4807 | 5528.05 | 5528.05 | 5528.05 | 5528.05 | 5403 |  | 4647.69 | 755.31 | -15.93%
8.2.9 | बक्स साइज ३x२x0.5 (दुई डायफ्राम समेत) | प्रति बक्सा |  |  |  |  | 4987 | 5485 | 4987 | 4987 | 5735.05 | 5735.05 | 5735.05 | 5735.05 | 5610 |  | 4698.54 | 911.46 | -18.07%
8.2.10 | बक्स साइज ४x२x0.5 (तीन डायफ्राम समेत) | प्रति बक्सा |  |  |  |  | 6276 | 6903 | 6276 | 6276 | 7217.4 | 7217.4 | 7217.4 | 7217.4 | 7092 |  |  | 7092
8.2.11 | बक्स साइज ५x२x0.5 (चार डायफ्राम समेत) | प्रति बक्सा |  |  |  |  | 7781 | 8559 | 7781 | 7781 | 8948.15 | 8948.15 | 8948.15 | 8948.15 | 8823 |  |  | 8823
8.2.12 | बक्स साइज ३X२X१ (दुई डायफ्राम समेत) | प्रति बक्सा |  |  |  |  | 6526 | 7178 | 6526 | 6526 | 7504.9 | 7504.9 | 7504.9 | 7504.9 | 7379 |  | 6459.08 | 919.92 | -13.94%
8.2.13 | बक्स साइज ४X२X१ (तीन डायफ्राम समेत) | प्रति बक्सा |  |  |  |  | 8534 | 9387 | 8534 | 8534 | 9814.1 | 9814.1 | 9814.1 | 9814.1 | 9689 |  |  | 9689
8.2.14 | बक्स साइज ३X1.5X0.5 (दुई डायफ्राम समेत) | प्रति बक्सा |  |  |  |  | 3765 | 4141 | 3765 | 3765 | 4329.75 | 4329.75 | 4329.75 | 4329.75 | 4204 |  | 3725.61 | 478.39 | -13.95%
8.2.15 | बक्स साइज ४X1.5X0.5 (तीन डायफ्राम समेत) | प्रति बक्सा |  |  |  |  | 4957 | 5452 | 4957 | 4957 | 5700.55 | 5700.55 | 5700.55 | 5700.55 | 5575 |  | 4698.54 | 876.46 | -17.58%
8.2.16 | बक्स साइज ५X1.5X0.5 (चार डायफ्राम समेत) | प्रति बक्सा |  |  |  |  | 6150 | 6765 | 6150 | 6150 | 7072.5 | 7072.5 | 7072.5 | 7072.5 | 6947 |  |  | 6947
8.2.17 | बक्स साइज ३X1.5X1 (दुई डायफ्राम समेत) | प्रति बक्सा |  |  |  |  | 5271 | 5798 | 5271 | 5271 | 6061.65 | 6061.65 | 6061.65 | 6061.65 | 5936 |  | 5228.51 | 707.49 | -13.74%
8.2.18 | बक्स साइज ४X1.5X1 (तीन डायफ्राम समेत) | प्रति बक्सा |  |  |  |  | 6903 | 7593 | 6903 | 6903 | 7938.45 | 7938.45 | 7938.45 | 7938.45 | 7813 |  | 6578.86 | 1234.14 | -17.13%
8.2.19 | बक्स साइज ५X1.5X1 (चार डायफ्राम समेत) | प्रति बक्सा |  |  |  |  | 8534 | 9387 | 8534 | 8534 | 9814.1 | 9814.1 | 9814.1 | 9814.1 | 9689 |  |  | 9689
8.3 | एन.एस. १६३/१६९ अनुसारको हेभी जिङ्क कोटेड जि.आई. मेस तार २.७(ID)/३.७(OD) मि.मि., सेल्भेज तार ३.४(ID)/४.४(OD) मि.मि., लेसिङ तार २.२(ID)/३.२(OD) मि.मि. प्रयोग गरी डबल ट्विस्टेड हेक्सागनल मेस साइज १००X१२० मि.मि. को मेसिनबाट बुनेको ग्याबियन बक्स (पि.भि.सी कोटिङ सहित) ( ढुवानी बाहेकको एक्स फेक्ट्री मुल्य) | [15 empty] | Meccaferri
8.3.1 | बक्स साइज 1.5x1x0.5 | प्रति बक्सा |  |  |  |  | 1662 | 1828 | 1662 | 1662 | 1911.3 | 1911.3 | 1911.3 | 1911.3 | 1968 |  | 1976.37 |  | 1976.37 | 3.404%
8.3.2 | बक्स साइज 2x1x0.5 (एक डायफ्राम समेत) | प्रति बक्सा |  |  |  |  | 2266 | 2492 | 2266 | 2266 | 2605.9 | 2605.9 | 2605.9 | 2605.9 | 2684 |  | 2695.05 |  | 2695.05 | 3.421%
8.3.3 | बक्स साइज ३x1x0.5 (दुई डायफ्राम समेत) | प्रति बक्सा |  |  |  |  | 3323 | 3655 | 3323 | 3323 | 3821.45 | 3821.45 | 3821.45 | 3821.45 | 3936 |  | 3952.74 |  | 3952.74 | 3.436%
8.3.4 | बक्स साइज ४x1x0.5 (तीन डायफ्राम समेत) | प्रति बक्सा |  |  |  |  | 4380 | 4818 | 4380 | 4380 | 5037 | 5037 | 5037 | 5037 | 5188 |  | 5210.43 |  | 5210.43 | 3.443%
8.3.5 | बक्स साइज 1.5x1x1 | प्रति बक्सा |  |  |  |  | 2417 | 2658 | 2417 | 2417 | 2779.55 | 2779.55 | 2779.55 | 2779.55 | 2862 |  | 2874.72 |  | 2874.72 | 3.424%
8.3.6 | बक्स साइज २x1x१ (एक डायफ्राम समेत) | प्रति बक्सा |  |  |  |  | 3323 | 3655 | 3323 | 3323 | 3821.45 | 3821.45 | 3821.45 | 3821.45 | 3936 |  | 3952.74 |  | 3952.74 | 3.436%
8.3.7 | बक्स साइज ३x1x१ (दुई डायफ्राम समेत) | प्रति बक्सा |  |  |  |  | 4834 | 5317 | 4834 | 4834 | 5559.1 | 5559.1 | 5559.1 | 5559.1 | 5725 |  | 5749.44 |  | 5749.44 | 3.424%
8.3.8 | बक्स साइज ४x1x१ (तीन डायफ्राम समेत) | प्रति बक्सा |  |  |  |  | 6344 | 6978 | 6344 | 6344 | 7295.6 | 7295.6 | 7295.6 | 7295.6 | 7514 |  | 7546.14 |  | 7546.14 | 3.434%
8.3.9 | बक्स साइज ३x२x0.5 (दुई डायफ्राम समेत) | प्रति बक्सा |  |  |  |  | 5740 | 6314 | 5740 | 5740 | 6601 | 6601 | 6601 | 6601 | 6799 |  | 6827.46 |  | 6827.46 | 3.431%
8.3.10 | बक्स साइज ४x२x0.5 (तीन डायफ्राम समेत) | प्रति बक्सा |  |  |  |  | 7553 | 8308 | 7553 | 7553 | 8685.95 | 8685.95 | 8685.95 | 8685.95 | 8946 |  |  |  | 0 | -100%
8.3.11 | बक्स साइज ५x२x0.5 (चार डायफ्राम समेत) | प्रति बक्सा |  |  |  |  | 9365 | 10302 | 9365 | 9365 | 10769.75 | 10769.75 | 10769.75 | 10769.75 | 11092 |  |  |  | 0 | -100%
8.3.12 | बक्स साइज ३X२X१ (दुई डायफ्राम समेत) | प्रति बक्सा |  |  |  |  | 7855 | 8640 | 7855 | 7855 | 9033.25 | 9033.25 | 9033.25 | 9033.25 | 9304 |  | 9342.84 |  | 9342.84 | 3.427%
8.3.13 | बक्स साइज ४X२X१ (तीन डायफ्राम समेत) | प्रति बक्सा |  |  |  |  | 10271 | 11298 | 10271 | 10271 | 11811.65 | 11811.65 | 11811.65 | 11811.65 | 12165 |  |  |  | 0 | -100%
8.3.14 | बक्स साइज ३X1.5X0.5 (दुई डायफ्राम समेत) | प्रति बक्सा |  |  |  |  | 4532 | 4985 | 4532 | 4532 | 5211.8 | 5211.8 | 5211.8 | 5211.8 | 5368 |  | 5390.1 |  | 5390.1 | 3.421%
8.3.15 | बक्स साइज ४X1.5X0.5 (तीन डायफ्राम समेत) | प्रति बक्सा |  |  |  |  | 5967 | 6563 | 5967 | 5967 | 6862.05 | 6862.05 | 6862.05 | 6862.05 | 7067 |  | 7097.53 |  | 7097.53 | 3.432%
8.3.16 | बक्स साइज ५X1.5X0.5 (चार डायफ्राम समेत) | प्रति बक्सा |  |  |  |  | 7401 | 8141 | 7401 | 7401 | 8511.15 | 8511.15 | 8511.15 | 8511.15 | 8766 |  |  |  | 0 | -100%
8.3.17 | बक्स साइज ३X1.5X1 (दुई डायफ्राम समेत) | प्रति बक्सा |  |  |  |  | 6344 | 6978 | 6344 | 6344 | 7295.6 | 7295.6 | 7295.6 | 7295.6 | 7514 |  | 7546.14 |  | 7546.14 | 3.434%
8.3.18 | बक्स साइज ४X1.5X1 (तीन डायफ्राम समेत) | प्रति बक्सा |  |  |  |  | 8308 | 9138 | 8308 | 8308 | 9554.2 | 9554.2 | 9554.2 | 9554.2 | 9840 |  | 9881.84 |  | 9881.84 | 3.429%
8.3.19 | बक्स साइज ५X1.5X1 (चार डायफ्राम समेत) | प्रति बक्सा |  |  |  |  | 10271 | 11298 | 10271 | 10271 | 11811.65 | 11811.65 | 11811.65 | 11811.65 | 12165 |  |  |  | 0 | -100%
8.4 | Sack Gabions/Cylindrical Gabions | [5 empty] | 10271 | 11298 | 10271 | 10271
8.4.1 | एन.एस. १६३/१६९ अनुसारको हेभी जिङ्क कोटेड जि.आई. मेस तार ३.0 मि.मि., सेल्भेज तार ३.९ मि.मि., लेसिङ तार २.४ मि.मि. प्रयोग गरी डबल ट्विस्टेड हेक्सागनल मेस साइज १००X१२० मि.मि. को मेसिनबाट बुनेको ग्याबियन बक्स ( ढुवानी बाहेकको एक्स फेक्ट्री मुल्य)
| 1.5m*0.74m (0.74m dia) | प्रति बक्सा |  |  |  |  | 1630 | 1793 | 1630 | 1630 | 1874.5 | 1874.5 | 1874.5 | 1874.5 | 1938.4204 |  | 2110.68 |  |  | 12.6%
8.4.2 | एन.एस. १६३/१६९ अनुसारको हेभी जिङ्क कोटेड जि.आई. मेस तार २.७ मि.मि., सेल्भेज तार ३.४ मि.मि., लेसिङ तार २.२ मि.मि. प्रयोग गरी डबल ट्विस्टेड हेक्सागनल मेस साइज १००X१२० मि.मि. को मेसिनबाट बुनेको ग्याबियन बक्स ( ढुवानी बाहेकको एक्स फेक्ट्री मुल्य)
| 1.5m*0.74m (0.74m dia) | प्रति बक्सा |  |  |  |  | 1374 | 1511 | 1374 | 1374 | 1580.1 | 1580.1 | 1580.1 | 1580.1 | 1633.9814 |  | 1633.98 |  |  | 3.41%
8.4.3 | एन.एस. १६३/१६९ अनुसारको हेभी जिङ्क कोटेड जि.आई. मेस तार २.७(ID)/३.७(OD) मि.मि., सेल्भेज तार ३.४(ID)/४.४(OD) मि.मि., लेसिङ तार २.२(ID)/३.२(OD) मि.मि. प्रयोग गरी डबल ट्विस्टेड हेक्सागनल मेस साइज १००X१२० मि.मि. को मेसिनबाट बुनेको ग्याबियन बक्स (पि.भि.सी कोटिङ सहित) ( ढुवानी बाहेकको एक्स फेक्ट्री मुल्य)
| 1.5m*0.74m (0.74m dia) | प्रति बक्सा |  |  |  |  | 1740 | 1914 | 1740 | 1740 | 2001 | 2001 | 2001 | 2001 | 2069.2341 |  | 2070.16 |  |  | 3.456%
2=3=13 | tf/hfnL | a=dL |  |  |  |  | 245 | 245 | 245 | 245 | 281.75 | 281.75 | 281.75
8.5 | Heavy Coated Gabion Wire chain link (fencing) With: | [15 empty] | Nawalpur |  |  | Rupandehi
8.5.1 | Mesh size 1"x1" 12 gauge | SQM | [9 empty] | 618 | 640 | 640 | 652 |  | 445 |  |  | 652
8.5.2 | Mesh size 2"x2" 10 gauge | SQM | [9 empty] | 463 | 480 | 480 | 489 |  | 435 |  |  | 489
8.5.3 | Mesh size 3"x3" 10 gauge | SQM | [9 empty] | 374 | 385 | 385 | 395 |  | 320 |  |  | 395
9 | l;=lh=cfO{= l;^ -;fbf_
9.01 | 24 u]h x]eL 0=52 Pd=Pd= | a)*n | [9 empty] | 11358 | 11358 | 11358 | 11358
9.02 | 24 गेज मिडियम 0=50 Pd=Pd= | a)*n | [9 empty] | 10674 | 10674 | 10674 | 10674
9.03 | 0=46 Pd=Pd= | a)*n | [9 empty] | 9792 | 9792 | 9792 | 9792
9.04 | 0=41 Pd=Pd= | a)*n | [9 empty] | 8910 | 8910 | 8910 | 8910
9.05 | 0=38 Pd=Pd= | a)*n | [9 empty] | 8126 | 8126 | 8126 | 8126
9.06 | 0=35 Pd=Pd= | a)*n | [9 empty] | 7781 | 7781 | 7781 | 7781
9.07 | 0=31 Pd=Pd= | a)*n | [9 empty] | 7021 | 7021 | 7021 | 7021
9.08 | 0=28 Pd=Pd= | a)*n | [9 empty] | 6403 | 6403 | 6403 | 6403
9.09 | 0=26 Pd=Pd= | a)*n | [9 empty] | 6029 | 6029 | 6029 | 6029
9.1 | 0=24 Pd=Pd= | a)*n | [9 empty] | 5786 | 5786 | 5786 | 5786
9.11 | 0=22 Pd=Pd= | a)*n | [9 empty] | 5364 | 5364 | 5364 | 5364
10 | l;=lh=cfO{= l;^ -/éLg_ | [15 empty] | Siddhartha
10.01 | 24 u]h x]eL 0=52 Pd=Pd= | a)*n | [9 empty] | 13627 | 13627 | 13627 | 13627
10.02 | 0=50 Pd=Pd= | a)*n | [9 empty] | 13187 | 13187 | 13187 | 13187
10.03 | 0=46 Pd=Pd= | a)*n | [9 empty] | 12252 | 12252 | 12252 | 12252
10.04 | 0=41 Pd=Pd= | a)*n | [9 empty] | 11316 | 11316 | 11316 | 11316 |  | 10619.47
10.05 | 0=35 Pd=Pd= | a)*n | [9 empty] | 9955 | 9955 | 9955 | 9955 |  | 9292.03
10.06 | 0=31 Pd=Pd= | a)*n | [9 empty] | 9017 | 9017 | 9017 | 9017
10.07 | 0=26 Pd=Pd= | a)*n | [9 empty] | 7935 | 7935 | 7935 | 7935
10.08 | 0=24 Pd=Pd= | a)*n | [9 empty] | 7538 | 7538 | 7538 | 7538
11 | H-Span Galvalum Sheet
11.01 | 0.55 mm | a)*n | [9 empty] | 21980 | 21980 | 21980 | 21980
11.02 | 0.46 mm | a)*n | [9 empty] | 18530 | 18530 | 18530 | 18530
11.03 | 0.38 mm | a)*n | [10 empty] | 0 | 0 | 18058 |  | palpa
12 | %fgf%fpg] :of)*ljr Kofgn
12.01 | 30 ldld Kofgn | j=lkm= | 340 | 478 | 478 | 478 | 199.115 | 199.115 | 199.115 | 199.115 | 228.9823 | 228.9823 | 228.9823 | 228.9823 | 228.9823
12.02 | 40 ldld Kofgn | j=lkm= | 340 | 478 | 478 | 478 | 199.115 | 199.115 | 199.115 | 199.115 | 228.9823 | 228.9823 | 228.9823 | 228.9823 | 228.9823
12.03 | 75 ldld Kofgn | j=lkm= | 275 | 372 | 372 | 372 | 199.115 | 199.115 | 199.115 | 199.115 | 228.9823 | 228.9823 | 228.9823 | 228.9823 | 228.9823
13 | :of)*ljr jfn Kofgn
13.01 | 30 ldld Kofgn | j=lkm= | 340 | 478 | 478 | 478 | 168.1416 | 168.1416 | 168.1416 | 168.1416 | 193.3628 | 193.3628 | 193.3628 | 193.3628 | 193.3628
13.02 | 40 ldld Kofgn | j=lkm= | 340 | 478 | 478 | 478 | 168.1416 | 168.1416 | 168.1416 | 168.1416 | 193.3628 | 193.3628 | 193.3628 | 193.3628 | 193.3628
13.03 | 50 ldld Kofgn | j=lkm= | 275 | 372 | 372 | 372 | 168.1416 | 168.1416 | 168.1416 | 168.1416 | 193.3628 | 193.3628 | 193.3628 | 193.3628 | 193.3628
13.04 | 65 ldld Kofgn | j=lkm= |  |  |  |  | 168.1416 | 168.1416 | 168.1416 | 168.1416 | 193.3628 | 193.3628 | 193.3628 | 193.3628 | 193.3628
13.05 | 75 ldld Kofgn | j=lkm= |  |  |  |  | 168.1416 | 168.1416 | 168.1416 | 168.1416 | 193.3628 | 193.3628 | 193.3628 | 193.3628 | 193.3628
14 | PPGI Roofing Sheet ( 0.5mm/kg ) | j=lkm= | 340 | 478 | 478 | 478 | 125.6637 | 125.6637 | 125.6637 | 125.6637 | 144.5133 | 144.5133 | 144.5133 | 144.5133 | 144.5133
15 | Ridge Cap ( 0.5mm/kg ) | /=lkm= | 340 | 478 | 478 | 478 | 125.6637 | 125.6637 | 125.6637 | 125.6637 | 144.5133 | 144.5133 | 144.5133 | 144.5133 | 144.5133
16 | lh= cfO= Kn]gl;^ - ldl*od _
16.01 | 22 u]h | j=ld= | 340 | 478 | 478 | 478 | 611 | 611 | 611 | 611 | 702.65 | 702.65 | 702.65 | 702.65 | 702.65
16.02 | 24 u]h | j=ld= | 340 | 478 | 478 | 478 | 606 | 606 | 606 | 606 | 696.9 | 696.9 | 696.9 | 696.9 | 696.9
16.03 | 26 u]h | j=ld= | 275 | 372 | 372 | 372 | 464 | 464 | 464 | 464 | 533.6 | 533.6 | 533.6 | 533.6 | 533.6
16.04 | 28 u]h | j=ld= | 205 | 285 | 285 | 285 | 367 | 367 | 367 | 367 | 422.05 | 422.05 | 422.05 | 422.05 | 422.05
17 | Pd=P;=ANofs kfOk NS standard | s]hL |  |  |  |  | 75 | 75 | 75 | 75 | 86.25 | 86.25 | 86.25 | 86.25 | 86.25
18 | Roofing Works (Corrugated/Plain Fiber Glass Sheet)
18.01 | 0.8mm thick plain | j=lkm= | [9 empty] | 115 | 115 | 115 | 115
18.02 | 0.8mm thick corrugated | j=lkm= | [9 empty] | 127 | 127 | 127 | 127
18.03 | 1.2mm thick plain | j=lkm= | [9 empty] | 127 | 127 | 127 | 127
18.04 | 1.2mm thick corrugated | j=lkm= | [9 empty] | 146 | 146 | 146 | 146
18.05 | 2mm thick plain | j=lkm= | [9 empty] | 216 | 216 | 216 | 216
18.06 | 2mm thick corrugated | j=lkm= | [9 empty] | 255 | 255 | 255 | 255
18.07 | 3mm thick plain | j=lkm= | [9 empty] | 293 | 293 | 293 | 293
18.08 | 3mm thick corrugated | j=lkm= | [9 empty] | 382 | 382 | 382 | 382
19 | Fiber glass sheet छाउनको लागि Aluminium strip (25x1.5)mm | र.मि. | [9 empty] | 67 | 67 | 67 | 67
20 | Fiber glass sheet छाउनको लागि Rivet | संख्या | [9 empty] | 7 | 7 | 7 | 7

## Sadak
5. सडक तथा पुल निर्माणमा प्रयोग हुने निर्माण सामाग्री
qm=;+= | lgdf{)f ;fdu¦Lsf] ljj/)f | OsfO{ | cf=a= 062÷063 | cf=a= 2066÷67 | cf=a= 2067÷68 | cf=a= 2068÷69 | cf=a= 2074÷75 | cf=a= 2075÷76 | cf=a= 2076÷77 sf] :jLs[t b/ /]^ | cf=a= 2077÷78 sf] :jLs[t b/ /]^ | cf=a= 2078÷79 sf] :jLs[t b/ /]^ | cf=a= 2079÷80 sf] :jLs[t b/ /]^ | cf=a= 2080÷81 sf] :jLs[t b/ /]^ | आ.व. २०८१/०८२ को दररेट | आ.व. २०८२/०८३ को दररेट | आ.व. २०८३/०८४ को दररेट | s}lkmot | Nepal B&B |  | Harsit Exims |  | Kathmandu | Rupandehi | Kapilvastu | % Diff wrt Kath | % diff wrt Rup
1 | विटूमिन | [16 empty] | 82/83 | 83/84 | 82/83 | 83/84
1.1 | विटूमिन ८०/१०० ग्रेड VG-10 | के.जी. |  |  |  |  | 65.4 | 70.1 | 73 | 73 | 75 | 90 | 95 | 95 | 99 | नेपाल बिटुमिन तथा ब्यारेल उद्योग लिमिटेडले निर्धारण गरे बमोजिम |  | 108.4 | 147.8 | 102 |  | 108 | 96 | 99 | 13.68% | 1.053%
1.2 | विटूमिन 60/70 ग्रेड VG-30 | के.जी. | [5 empty] | 70.1 | 73 | 73 | 75 | 90 | 95 | 98 | 101 |  |  | 110.7 | 151.8 | 103 |  | 110 | 98 | 100 | 12.24% | 0%
1.3 | रबर बेस बिटूमिन (CRMB-DIGO 50) | के.जी. | [5 empty] | 70.1 | 70.1 | 70.1 | 70.1 | 84.12 | 90 | 90 | 92 |  |  | 2.67% increase | [6 empty] | -100% | -100%
1.4 | रबर बेस बिटूमिन (CRMB-DIGO 55) | के.जी. |  |  |  |  | 70.7 | 70.7 | 70.7 | 70.7 | 70.7 | 84.84 | 90 | 90 | 92 |  |  | 2.67% increase |  |  |  | 59 |  |  | -34.44% | -100%
1.5 | पोलिमर बेस बिटूमिन (PMB-40) | के.जी. | [5 empty] | 87 | 87 | 87 | 87 | 104.4 | 110 | 110 | 113 |  |  | 2.67% increase |  |  |  | 125 |  |  | 13.64% | -100%
2 | विटूमिन इमल्सन | [16 empty] | Nepal B&B |  | Harsit Exims |  | Kathmandu | Rupandehi
2.1 | छिटो जम्ने ६०% विटूमिन | के.जी. |  |  |  |  | 60.8 | 63.3 | 63.3 | 63.3 | 63.3 | 75.96 | 80 | 80 | 89 | नेपाल बिटुमिन तथा ब्यारेल उद्योग लिमिटेडले निर्धारण गरे बमोजिम |  | 98.9 | 132.3 | 98 |  | 89 |  | 102 | 11.25% | -100%
2.2 | छिटो जम्ने ६५% विटूमिन | के.जी. |  |  |  |  | 64.6 | 62.2 | 62.2 | 62.2 | 62.2 | 74.64 | 80 | 80 | 94 |  |  | 104.8 | 140.8 | 98 |  | 94 |  | 108 | 17.5% | -100%
2.3 | छिटो जम्ने ७०% विटूमिन | के.जी. |  |  |  |  | 68.3 | 71.1 | 71.1 | 71.1 | 71.1 | 85.32 | 90 | 90 | 99 |  |  | 110.6 | 149.3 | 98 |  | 99 |  | 115 | 10% | -100%
2.4 | मध्यम जम्ने ६०% विटूमिन | के.जी. |  |  |  |  | 61.6 | 64.1 | 64.1 | 64.1 | 64.1 | 76.92 | 80 | 80 | 90 |  |  | 100 | 133.5 | 97 |  | 90 |  | 103 | 12.5% | -100%
2.5 | मध्यम जम्ने ६५% विटूमिन | के.जी. |  |  |  |  | 66.3 | 68.1 | 68.1 | 68.1 | 68.1 | 81.72 | 85 | 85 | 94 |  |  | 112.3 | 140.34 | 97 |  | 94 | 97 | 109 | 10.59% | 14.12%
2.6 | ढिलो जम्ने ६०% विटूमिन | के.जी. |  |  |  |  | 62.7 | 65.3 | 65.3 | 65.3 | 65.3 | 78.36 | 82 | 82 | 91 |  |  | 101.6 | 135 | 96 |  | 91 |  | 105 | 10.98% | -100%
3 | स्लरी सिल ६०% विटूमिन | के.जी. |  |  |  |  | 69.4 | 70.4 | 70.4 | 70.4 | 70.4 | 84.48 | 88 | 88 | 98 |  |  | 105.7 | 139.1 |  |  | 98 |  | 108 | 11.36% | -100%
4 | Antistripping Agent (Liquid)
4.1 | Anstrip' | के.जी. |  |  |  |  | 310 | 320 | 320 | 320 | 320 | 384 | 384 | 384 | 400 | 450 |  | 560 | 700 | 400 |  | 370 | 465 | 510 | -3.646% | 21.09%
5 | ईन्धन जन्य सामाग्री
5.1 | डिजेल, पेट्रोल, मट्टीतेल | लि. | [10 empty] | नेपाल आयल निगमको दररेट अनुसार
5.2 | लुब्रिकेन्ट | लि. | [12 empty] | 774 | 774 |  | दाङ्गबाट साभार
5.3 | ग्रिज | के.जी. | [12 empty] | 659 | 659 |  | दाङ्गबाट साभार
5.4 | हाइड्रलिक आयल, गेयर आयल, ब्रेक आयल | लि. | [12 empty] | 672 | 672 |  | दाङ्गबाट साभार |  |  | increment rate 4.04% as per WPI
6 | ह्यूम पाइप | [16 empty] | Bhairav | Mk Industries | Rupandehi | % Increment | % Increase wrt Last Year
6.1 | 15cm ø (NP3 Class) | र.मि. | 1392 |  |  | 1660 | 1415 | 1415 | 1415 | 1415 | 1500 | 1650 | 1650 | 1650 | 1650 | 1650 |  | 2500 | 2550 | 2321 | 0 | 0%
6.2 | 20cm ø (NP3 Class) | र.मि. | 1392 |  |  | 1660 | 1890 | 1890 | 1890 | 1890 | 1950 | 2145 | 2145 | 2145 | 2145 | 2145 |  | 3200 | 3240 | 2861 | 3004 | 0%
6.3 | 25cm ø (NP3 Class) | र.मि. |  |  |  |  | 2365 | 2365 | 2365 | 2365 | 2450 | 2695 | 2695 | 2695 | 2695 | 2695 |  | 3650 | 3680 | 3476 | 3649 | 0%
6.4 | 30 cm ø (NP3 Class) | र.मि. | 1392 | 2045 | 2150 | 2260 | 3415 | 3415 | 3415 | 3415 | 3550 | 3905 | 3905 | 3905 | 3905 | 3905 |  | 4400 | 4450 | 3953 | 4150 | 0%
6.5 | 40 cm ø (NP3 Class) | र.मि. | 1569 | 2615 | 2750 | 2890 | 4570 | 4570 | 4570 | 4570 | 4800 | 5280 | 5280 | 5280 | 5280 | 5280 |  | 5400 | 5440 | 5045 | 5297 | 0%
6.6 | 45 cm ø (NP3 Class) | र.मि. | 1711 | 3000 | 3150 | 3310 | 4895 | 4895 | 4895 | 4895 | 5000 | 5500 | 5500 | 5500 | 5500 | 5500 |  | 6200 | 6240 | 5796 | 6085 | 0%
6.7 | 50 cm ø (NP3 Class) | र.मि. | 2012 | 3360 | 3530 | 3710 | 5460 | 5460 | 5460 | 5460 | 5600 | 6160 | 6160 | 6160 | 6160 | 6160 |  | 7200 | 7250 | 6473 | 6796 | 0%
6.8 | 60 cm ø (NP3 Class) | र.मि. | 2340 | 4000 | 4200 | 4420 | 6755 | 6755 | 6755 | 6755 | 6850 | 7535 | 7535 | 7535 | 7535 | 7535 |  | 8200 | 8240 | 7770 | 8158 | 0%
6.9 | 75 cm ø (NP3 Class) | र.मि. | 3289 | 5800 | 6090 | 6400 | 9240 | 9240 | 9240 | 9240 | 9500 | 10450 | 10450 | 10450 | 10450 | 10450 |  | 12000 | 12040 | 11177 | 11735 | 0%
6.1 | 90 cm ø (NP3 Class) | र.मि. | 4376 | 7350 | 7700 | 8110 | 12240 | 12240 | 12240 | 12240 | 12400 | 13640 | 13640 | 13640 | 13640 | 13640 |  | 16200 | 16250 | 14338 | 15054 | 0%
6.11 | 100 cm ø (NP3 Class) | र.मि. | 4933 | 8150 | 8800 | 9000 | 13165 | 13165 | 13165 | 13165 | 13400 | 14740 | 14740 | 14740 | 14740 | 14740 |  | 16400 | 16470 | 15808 | 16598 | 0%
6.12 | 120 cm ø (NP3 Class) | र.मि. |  | 9560 | 10000 | 10560 | 16120 | 16120 | 16120 | 16120 | 16500 | 18150 | 18150 | 18150 | 18150 | 18150 |  | 20000 | 20050 | 18533 | 19459 | 0%
6.13 | 150cm ø (NP3 Class) | र.मि. |  |  |  | 15500 | 24715 | 24715 | 24715 | 24715 | 25000 | 27500 | 27500 | 27500 | 27500 | 27500 |  | 28300 | 28350 | 27253 | 28615 | 0%
6.14 | 15 cm ø (NP2 Class) | र.मि. | 455 | 610 | 640 | 680 | 655 | 655 | 655 | 655 | 700 | 770 | 770 | 770 | 770 | 770 |  | 1000 | 1025 | 856 | 898 | 0%
6.15 | 20 cm ø (NP2 Class) | र.मि. | 455 | 610 | 640 | 680 | 875 | 875 | 875 | 875 | 900 | 990 | 990 | 990 | 990 | 990 |  | 1100 | 1140 | 1024 | 1075 | 0%
6.16 | 25 cm ø (NP2 Class) | र.मि. | 455 | 610 | 640 | 680 | 1050 | 1050 | 1050 | 1050 | 1100 | 1210 | 1210 | 1210 | 1210 | 1210 |  | 1200 | 1250 | 1160 | 1218 | 0%
6.17 | 30 cm ø (NP2 Class) | र.मि. | 580 | 720 | 755 | 800 | 1235 | 1235 | 1235 | 1235 | 1350 | 1485 | 1485 | 1485 | 1485 | 1485 |  | 1500 | 1530 | 1365 | 1433 | 0%
6.18 | 40 cm ø (NP2 Class) | र.मि. | 580 |  |  | 1300 | 2025 | 2025 | 2025 | 2025 | 2100 | 2310 | 2310 | 2310 | 2310 | 2310 |  | 2500 | 2550 | 2252 | 2364 | 0%
6.19 | 45cm ø (NP2 Class) | र.मि. | 745 | 1390 | 1450 | 1540 | 2125 | 2125 | 2125 | 2125 | 2200 | 2420 | 2420 | 2420 | 2420 | 2420 |  | 3200 | 3240 | 2657 | 2789 | 0%
7 | ह्यूमपाइपको सकेट (कलर) को मुल्य (पाइपको मुयको आधारमा) | प्रतिशत |  | 10 | 10 | 10 | 10 | 10 | 10 | 10 | 10 | 11 | 11 | 11 | 11 | 11
8 | जियोटेक्सटाइल | [16 empty] | meccaferri | wt
8.1 | जियोटेक्सटाइल (1000 Terram or equivalent) | व.मि. |  |  |  | 75 | 90 | 94.5 | 94.5 | 94.5 | 94.5 | 103.95 | 103.95 | 103.95 | 103.95 | 103.95 |  | 85 | 150 g/m2 | T1000 | 133.33 g/m2
8.2 | जियोटेक्सटाइल (२000 Terram or equivalent) | व.मि. |  |  |  |  | 95 | 99.75 | 99.75 | 99.75 | 99.75 | 109.725 | 109.725 | 109.725 | 109.725 | 120 |  | 130 | 200g/m2 | T2000 | 222.22 g/m2
9 | रेडि मिक्स कंक्रिटको कार्य (५ कि.मि. सम्मको ढुवानी समेत) | [17 empty] | Rupandehi | Nawalpur | Chaitanya | Indreni | Diff wrt Indreni | Diff wrt Chaitanya
9.1 | M-60 Grade | घ.मि. |  |  |  |  | - | - | - | - | 21685 | 23853.5 | 23853.5 | 20384 | 19400 | 19900 |  | 21% Cement Consumption @2.67% increase in cement price | 20000 |  | 20353.98 | 22200 | 2300 | 453.98
9.2 | M-55 Grade | घ.मि. |  |  |  |  | - | - | - | - | 21240 | 23364 | 23364 | 19966 | 18200 | 19000 |  |  | 19500 |  | 19026.55 | 21100 | 2100 | 26.55
9.3 | M-50 Grade | घ.मि. |  |  |  |  | - | - | - | - | 20355 | 22390.5 | 22390.5 | 19134 | 17100 | 17800 |  |  | 19000 |  | 17876.11 | 20200 | 2400 | 76.11
9.4 | M-45 Grade | घ.मि. |  |  |  |  | - | - | - | - | 19470 | 21417 | 21417 | 18301 | 16000 | 16500 |  |  | 18500 |  | 16371.68 | 18100 | 1600 | -128.32
9.5 | M-40 Grade | घ.मि. |  |  |  |  | - | - | - | - | 18585 | 20443.5 | 20443.5 | 17470 | 15200 | 15700 |  |  | 18000 |  | 15752.21 | 16800 | 1100 | 52.21
9.6 | M-35 Grade | घ.मि. |  |  |  |  | - | - | - | - | 17700 | 19470 | 19470 | 16638 | 14500 | 15000 |  |  | 16500 | 15500 | 14867.26 | 15700 | 700 | -132.74
9.7 | M-30 Grade | घ.मि. |  |  |  |  | - | - | - | - | 17260 | 18986 | 18986 | 16224 | 13500 | 14000 |  |  | 16000 | 14500 | 13982.3 | 14600 | 600 | -17.7
9.8 | M-25 Grade | घ.मि. |  |  |  |  | - | - | - | - | 14490 | 15939 | 15939 | 13621 | 12600 | 13000 |  |  | 14000 | 13500 | 13097.35 | 13500 | 500 | 97.35
9.9 | M-20 Grade | घ.मि. |  |  |  |  | - | - | - | - | 13720 | 15092 | 15092 | 12897 | 11700 | 12000 |  |  | 13000 | 12000 | 12212.39 | 12400 | 400 | 212.39
9.1 | M-15 Grade | घ.मि. |  |  |  |  | - | - | - | - | 12390 | 13629 | 13629 | 11647 | 11000 | 11000 |  |  | 12000 | 10500 | 10619.47 | 11400 | 400 | -380.53
9.11 | M-10 Grade | घ.मि. |  |  |  |  | - | - | - | - | 11065 | 12171.5 | 12171.5 | 10401 | 10400 | 10200 |  |  | 11000 | 10000 | 10176.99 | 10300 | 100 | -23.01
10 | कालोपत्रे सडकमा रेखाङ्कन गर्न प्रयोग हुने Thermoplastic Road Marking सामाग्री
10.1 | थर्मोप्लास्टिक पेन्ट | के.जी. | [10 empty] | − | − | 258 | 258 |  | रुपन्देहीबाट साभआर
10.2 | ग्लास बिडस | के.जी. | [10 empty] | − | − | 252 | 252 |  | रुपन्देहीबाट साभआर
11 | सडक सुरक्षामा प्रयोग हुने सामाग्री
11.1 | Reflective Tape (२" चौडाइ, १५० ' लम्बाई) | रोल | [10 empty] | − | − | 5583 | 5583 |  | रुपन्देहीबाट साभआर
11.2 | Cats Eye | गोटा | [10 empty] | − | − | 618 | 618 |  | रुपन्देहीबाट साभआर
11.3 | Retroreflective Delineator (900mm height, 50mm dia) | गोटा | [10 empty] | − | − | 793 | 793 |  | रुपन्देहीबाट साभआर
11.4 | Retroreflective Metal Delineator (1500mm x100mmx 100mm ) | गोटा | [10 empty] | − | − | 3150 | 3150 |  | रुपन्देहीबाट साभआर
12 | Elastomeric Bearing | [16 empty] | रुपन्देही | नेपाल रबर | average
12.1 | Free Type | गोटा | [10 empty] | − | − | 30000 | 32000 |  | 50000 | 34000 | 42000
12.2 | Fixed End Dowel Type | गोटा | [10 empty] | − | − | 30000 | 32000 |  | 50000 | 36000 | 43000
13 | Pot Bearing
13.1 | Fixed Pot Bearing (296 Ton Capacity) | गोटा | [10 empty] | − | − | 125000 | 125000 |  | 130000 | 120000 | 125000
13.2 | Long Guide Pot Bearing (296 Ton Capacity) | गोटा | [10 empty] | − | − | 130000 | 130000 |  | 140000 | 120000 | 130000
14 | Expansion Joint
14.1 | Strip Seal Expansion Joint (50mm gap with frame and neoprene rubber seal) | र.मि. | [10 empty] | − | − | 15500 | 16000 |  | 17500 | 16000 | 16750
14.2 | Slab Seal (320*50) (50mm gap with frame and neoprene rubber seal) | र.मि. | [10 empty] | − | − | 22500 | 22750 |  | 22000 | 25000 | 23500
15 | HT Strands 12.7mm-7 Ply | के.जी. | [10 empty] | − | − | 160 | 160 |  | 160 | 165 | 162.5
16 | Corrugated HDPE Sheathing Duct ID=90mm | र.मि. | [10 empty] | − | − | 260 | 300 |  | 320 | 300 | 310
17 | Supply of prestresing machine along with grouting all complete for single span bridge | स्पान | [10 empty] | − | − | 350000 | 350000 |  | 350000 | 350000 | 350000
18 | Bearing Plate | सेट | [10 empty] | − | − | 2998.8 | 2998.8 |  | 2940 | रुपन्देहीबाट साभार २% मुल्यवृद्धी सहित
19 | Prestressing Anchorage Cone, Anchor Head and Live Wedges | सेट | [10 empty] | − | − | 7500 | 7500 |  | साइ बाट प्राप्त रेट
नोट : बिटुमिनको हकमा नेपाल बिटुमिन तथा ब्यारेल उद्योग लिमिटेडले निर्धारण गरेको अध्यावधिक रेटलाई आधार मान्नुपर्नेछ । बिटुमिनजन्य निर्माण सामाग्री प्रयोग हुने निर्माण कार्यको लागत अनुमान तयार गर्दा नेपाल बिटुमिन तथा ब्यारेलको अध्यावधिक रेट माग गरी प्राप्त हुन आएको रेटको आधारमा गर्ने ।

## Rang rogan
6. रङ्ग रोगन सम्बन्धी सामाग्री
qm=;+= | lgdf{)f ;fdu¦Lsf] ljj/)f | OsfO{ | cf=a= 062÷063 | cf=a= 2066÷67 | cf=a= 2067÷68 | cf=a= 2068÷69 | cf=a= 2075÷76 | cf=a= 2076÷77 sf] :jLs[t b/ /]^ | cf=a= 2077÷78 sf] :jLs[t b/ /]^ | cf=a= 2078÷79 sf] :jLs[t b/ /]^ | cf=a= 2079÷80 sf] :jLs[t b/ /]^ | आ.व. २०८०/०८१ को दररेट | आ.व. २०८१/०८२ को दररेट | आ.व. २०८२/०८३ को दररेट | आ.व. २०८३/०८४ को दररेट | s}lkmot
1 | वाटर प्रुफ सिमेन्ट पेन्ट (Snowcem) | के.जी. | 50 | 48 | 46 | 46 | 65 | 65 | 65 | 65 | 71.5 | 71.5 | 71.5 | 71.5 | 71.5
2 | सिमेन्ट प्राइमर | लिटर |  |  | 115 | 125 | 195 | 195 | 195 | 195 | 214.5 | 214.5 | 214.5 | 214.5 | 214.5 |  | 139.5
3 | उडन प्राइमर | लिटर | 170 | 215 | 220 | 230 | 349 | 349 | 349 | 349 | 383.9 | 383.9 | 383.9 | 383.9 | 383.9
4 | इनामेल पेन्ट | लिटर | 215 | 285 | 285 | 298 | 534 | 534 | 534 | 534 | 587.4 | 587.4 | 587.4 | 587.4 | 587.4
5 | अलमुनियम पेन्ट | लिटर | 260 | 350 | 375 | 391 | 590 | 590 | 590 | 590 | 649 | 649 | 649 | 649 | 649 |  | 585
6 | वारनिस | लिटर | 45 | 80 | 80 | 84 | 312 | 312 | 312 | 312 | 343.2 | 343.2 | 343.2 | 343.2 | 343.2 |  | 385
7 | टारपेन्टाइन आयल | लिटर | 50 | 130 | 120 | 125 | 156 | 156 | 156 | 156 | 171.6 | 171.6 | 171.6 | 171.6 | 171.6
8 | प्लास्टिक इमल्सन पेन्ट (Interior) | लिटर | 275 | 380 | 380 | 396 | 534 | 534 | 534 | 534 | 587.4 | 587.4 | 587.4 | 587.4 | 587.4
9 | फर्निचर इनामेल | लिटर | 215 | 335 | 340 | 355 | 534 | 534 | 534 | 534 | 587.4 | 587.4 | 587.4 | 587.4 | 587.4
10 | मेटल प्राइमर | लिटर | 170 | 265 | 265 | 246 | 343 | 343 | 343 | 343 | 377.3 | 377.3 | 377.3 | 377.3 | 377.3 |  | 320
11 | रेन्सिल पेन्ट | के.जी. | 200 | 260 | 265 | 276 | 195 | 195 | 195 | 195 | 214.5 | 214.5 | 214.5 | 214.5 | 214.5
12 | लिन्सिड आयल | लिटर | 70 | 110 | 110 | 115 | 139 | 139 | 139 | 139 | 152.9 | 152.9 | 152.9 | 152.9 | 152.9
13 | स्प्रिट | लिटर | 45 | 90 | 95 | 99 | 87 | 87 | 87 | 87 | 95.7 | 95.7 | 95.7 | 95.7 | 95.7
14 | अलकत्रा पेन्ट | लिटर | 140 | 165 | 165 | 172 | 156 | 156 | 156 | 156 | 171.6 | 171.6 | 171.6 | 171.6 | 171.6
15 | ब्ल्याकबोर्ड पेन्ट | के.जी. | 140 | 165 | 185 | 190 | 445 | 445 | 445 | 445 | 489.5 | 489.5 | 489.5 | 489.5 | 489.5
16 | डिस्टेम्पर | के.जी. | 125 | 170 | 175 | 183 | 156 | 156 | 156 | 156 | 171.6 | 171.6 | 171.6 | 171.6 | 171.6
17 | डिस्टेम्पर (वासेवल) | लिटर |  |  |  | 140 | 195 | 195 | 195 | 195 | 214.5 | 214.5 | 214.5 | 214.5 | 214.5
18 | प्लास्टर अफ पेरिस | के.जी. |  |  |  | 15 | 22 | 22 | 22 | 22 | 24.2 | 24.2 | 24.2 | 24.2 | 24.2
19 | सरेस | के.जी. |  |  |  | 200 | 289 | 289 | 289 | 289 | 317.9 | 317.9 | 317.9 | 317.9 | 317.9
20 | वाटर प्रुफ कम्पाउण्ड | के.जी. |  |  |  | 55 | 79 | 79 | 79 | 79 | 86.9 | 86.9 | 86.9 | 86.9 | 86.9
21 | सेफकिट | लिटर |  |  |  | 240 | 178 | 178 | 178 | 178 | 195.8 | 195.8 | 195.8 | 195.8 | 195.8
22 | चप्परा पालिस | के.जी. | 255 | 425 | 425 | 443 | 1725 | 1725 | 1725 | 1725 | 1897.5 | 1897.5 | 1897.5 | 1897.5 | 1897.5
23 | चुना | के.जी. | 10 | 15 | 15 | 15 | 20 | 20 | 20 | 20 | 22 | 22 | 22 | 22 | 22
24 | गम | के.जी. | 15 | 25 | 25 | 26 | 145 | 145 | 145 | 145 | 159.5 | 159.5 | 159.5 | 159.5 | 159.5
25 | पुटिन | के.जी. | 50 | 60 | 50 | 52 | 56 | 56 | 56 | 56 | 61.6 | 61.6 | 61.6 | 61.6 | 61.6 |  | 31.5
26 | मैनपालिस | के.जी. | 230 | 320 | 320 | 334 | 534 | 534 | 534 | 534 | 587.4 | 587.4 | 587.4 | 587.4 | 587.4
27 | अक्जालिक एसिड | लिटर | 85 | 135 | 135 | 141 | 167 | 167 | 167 | 167 | 183.7 | 183.7 | 183.7 | 183.7 | 183.7
28 | खाक्सी | गोटा | 8 | 10 | 10 | 10 | 17 | 17 | 17 | 17 | 18.7 | 18.7 | 18.7 | 18.7 | 18.7
29 | नेपाली थिनर | लिटर | [9 empty] | − | − | 224 | 224 |  | काठमाडौबाट साभार
30 | रेड अक्साइड पेन्ट | लिटर | [9 empty] | − | − | 270 | 270 |  | काठमाडौबाट साभार
31 | वेदरकोट पेन्ट (Exterior) | लिटर | [9 empty] | − | − | 652 | 652 |  | काठमाडौबाट साभार
32 | गेरु रंग | के.जी. | [9 empty] | − | − | 141 | 141 |  | काठमाडौबाट साभार
33 | Redoxide Zink Cromate Primer for Bridge | लिटर | [9 empty] | − | − | 479 | 479 |  | काठमाडौबाट साभार
34 | Exterior Primer | लिटर | [9 empty] | − | − | 248 | 248 |  | काठमाडौबाट साभार
35 | Interior Primer | लिटर | [9 empty] | − | − | 179 | 179 |  | काठमाडौबाट साभार
36 | Anti Bacterial Hospital Paint | लिटर | [9 empty] | − | − | 1153 | 1153 |  | काठमाडौबाट साभार
37 | Heat Reflecting Energy Saving Insulation Paint | लिटर | [9 empty] | − | − | 1186 | 1186 |  | काठमाडौबाट साभार
38 | Weather Coat Paints
38.01 | ExterShield Premium | लिटर | [9 empty] | − | − | 614 | 614 |  | काठमाडौबाट साभार
38.02 | ExterShield Smooth | लिटर | [9 empty] | − | − | 525 | 525 |  | काठमाडौबाट साभार
38.03 | ExterShield Standard | लिटर | [9 empty] | − | − | 336 | 336 |  | काठमाडौबाट साभार
39 | Emulsion Paints/Distemper
39.01 | Int. Emulsion | लिटर | [9 empty] | − | − | 298 | 298 |  | काठमाडौबाट साभार
39.02 | Water Seal Strech (Damp Coat) | लिटर | [9 empty] | − | − | 527 | 527 |  | काठमाडौबाट साभार
39.03 | Premium Emulsion | लिटर | [9 empty] | − | − | 754 | 754 |  | काठमाडौबाट साभार
39.04 | Smooth Emulsion | लिटर | [9 empty] | − | − | 545 | 545 |  | काठमाडौबाट साभार
39.05 | Standard Emulsion | लिटर | [9 empty] | − | − | 292 | 292 |  | काठमाडौबाट साभार

## Khanepani
७. खानेपानी तथा सरसफाई सम्बन्धी सामाग्री
qm=;+= | lgdf{)f ;fdu¦Lsf] ljj/)f | OsfO{ | cf=a= 062÷063 | cf=a= 2066÷67 | cf=a= 2067÷68 | cf=a= 2068÷69 | cf=a= 2074÷75 | cf=a= 2075÷76 | cf=a= 2076÷77 sf] :jLs[t b/ /]^ | cf=a= 2077÷78 sf] :jLs[t b/ /]^ | cf=a= 2078÷79 sf] :jLs[t b/ /]^ | cf=a= 2078÷79 sf] :jLs[t b/ /]^ | आ.व. २०८०/०८१ को दररेट | आ.व. २०८१/०८२ को दररेट | आ.व. २०८२/०८३ को दररेट | आ.व. २०८३/०८४ को दररेट | s}lkmot
! | :oflg^/L÷jf^/ ;KnfO{
1.1 | *An"= l;= Kofg k"m^/]:^ / ;fOkmg ;d]t
1.1.1 | 12ÆX12Æ | uf]^f | 550 | 650 | 550 | 550 | 735 | 770 | 770 | 770 | 770 | 847 | 847 | 847 | 847 | 847
1.1.2 | 12ÆX18Æ | uf]^f | 865 | 1050 | 950 | 950 | 1128.75 | 1185 | 1185 | 1185 | 1185 | 1303.5 | 1303.5 | 1303.5 | 1303.5 | 1303.5
1.1.3 | 12ÆX20Æ | uf]^f | 1100 | 1500 | 1400 | 1400 | 1207.5 | 1265 | 1265 | 1265 | 1265 | 1391.5 | 1391.5 | 1391.5 | 1391.5 | 1391.5
1.2 | sdf]* Kofg se/ ;lxt | uf]^f | 2000 | 2800 | 2800 | 2800 | 2520 | 2645 | 2645 | 2645 | 2645 | 2909.5 | 2909.5 | 9180 | 9180 | 9180
1.3 | sdf]* se/ | uf]^f | 500 | 600 | 450 | 450 | 682.5 | 715 | 715 | 715 | 715 | 786.5 | 786.5 | 786.5 | 786.5 | 786.5
1.4 | l;:^g{
1.4.1 | sdf]* kmnl;ª l;:^g{ ;lxt 4 nfOg ePsf] | uf]^f | [9 empty] | 12000 | 12000 | 12000 | 12000 | 12000
1.4.2 | nf] n]en kf];{nLg l;:^g{ | uf]^f | 2275 | 2400 | 2400 | 2450 | 1207.5 | 1265 | 1265 | 1265 | 1265 | 1391.5 | 1391.5 | 1391.5 | 1391.5 | 1391.5
1.4.3 | xfO n]en kf];{nLg l;:^g{ | uf]^f | 1475 | 1600 | 1600 | 1650 | 1575 | 1650 | 1650 | 1650 | 1650 | 1815 | 1815 | 1815 | 1815 | 1815
1.4.4 | nf] n]en knfl:^s l;:^g{ | uf]^f |  | 1150 | 1150 | 1150 | 997.5 | 1045 | 1045 | 1045 | 1045 | 1149.5 | 1149.5 | 1149.5 | 1149.5 | 1149.5
1.5 | jf; a]l;g
1.5.1 | 12ÆX18Æ | uf]^f | 650 | 775 | 775 | 650 | 787.5 | 825 | 825 | 825 | 825 | 907.5 | 907.5 | 907.5 | 907.5 | 907.5
1.5.2 | 16ÆX20Æ | uf]^f | 820 | 950 | 950 | 900 | 1155 | 1210 | 1210 | 1210 | 1210 | 1331 | 1331 | 1331 | 1331 | 1331
1.5.3 | 16ÆX22Æ | uf]^f | 1000 | 1200 | 1200 | 1000 | 1365 | 1430 | 1430 | 1430 | 1430 | 1573 | 1573 | 1573 | 1573 | 1573
1.6 | lsrg l;° :^\of)**{
1.6.1 | lsrg l;° hg/n 16ÆX18Æ | uf]^f |  | 1200 | 1200 | 1150 | 2415 | 2535 | 2535 | 2535 | 2535 | 2788.5 | 2788.5 | 2788.5 | 2788.5 | 2788.5
1.6.2 | lsrg l;° hg/n 37ÆX18Æ | uf]^f |  | 2000 | 2000 | 1800 | 4200 | 4410 | 4410 | 4410 | 4410 | 4851 | 4851 | 4851 | 4851 | 4851
1.7 | Nofj l;° | uf]^f | 2600 | 2000 | 2000 | 2000 | 2730 | 2865 | 2865 | 2865 | 2865 | 3151.5 | 3151.5 | 3151.5 | 3151.5 | 3151.5
1.8 | l;° -c:ktfndf jRrf ;kmfug]{_ | uf]^f | 140 | 190 | 190 | 200 | 32000 | 33600 | 33600 | 33600 | 33600 | 36960 | 36960 | 36960 | 36960 | 36960
1.9 | ;f]k s]; aS; | uf]^f | 140 | 190 | 190 | 200 | 262.5 | 275 | 275 | 275 | 275 | 302.5 | 302.5 | 302.5 | 302.5 | 302.5
1.1 | ^fJf]n /*
1.10.1 | km]G;L ^fOk x]le | uf]^f | 275 | 400 | 400 | 375 | 577.5 | 605 | 605 | 605 | 605 | 665.5 | 665.5 | 665.5 | 665.5 | 665.5
1.10.2 | ;fwf/)f | uf]^f | 150 | 175 | 175 | 175 | 273 | 285 | 285 | 285 | 285 | 313.5 | 313.5 | 313.5 | 313.5 | 313.5
1.11 | P]gf
1.11.1 | 18ÆX 22Æ | uf]^f | 350 | 450 | 450 | 450 | 577.5 | 605 | 605 | 605 | 605 | 665.5 | 665.5 | 665.5 | 665.5 | 665.5
1.11.2 | 16ÆX20Æ | uf]^f | 275 | 400 | 400 | 400 | 498.75 | 525 | 525 | 525 | 525 | 577.5 | 577.5 | 577.5 | 577.5 | 577.5
1.12 | ^"y a¦; ;]^ -^un/ ;]^_ | uf]^f | 160 | 200 | 200 | 200 | 262.5 | 275 | 275 | 275 | 275 | 302.5 | 302.5 | 302.5 | 302.5 | 302.5
1.13 | 1÷2Æ wf/f
1.13.1 | lktn | uf]^f | 180 | 210 | 210 | 210 | 262.5 | 275 | 275 | 275 | 275 | 302.5 | 302.5 | 302.5 | 302.5 | 302.5
1.13.2 | Knfl:^s | uf]^f | 35 | 60 | 60 | 50 | 78.75 | 85 | 85 | 85 | 85 | 93.5 | 93.5 | 93.5 | 93.5 | 93.5
1.13.3 | c^f]:^k | uf]^f | 185 | 250 | 250 | 250 | 472.5 | 495 | 495 | 495 | 495 | 544.5 | 544.5 | 544.5 | 544.5 | 544.5
1.13.4 | l;= lk= km]G;L ^fOk -/fd¦f]_ | uf]^f | 400 | 700 | 700 | 700 | 892.5 | 935 | 935 | 935 | 935 | 1028.5 | 1028.5 | 1028.5 | 1028.5 | 1028.5
1.14 | ;fj/
1.14.1 | ;fj/ ;fwf/)f | uf]^f | 185 | 250 | 275 | 275 | 630 | 660 | 660 | 660 | 660 | 726 | 726 | 726 | 726 | 726
1.14.2 | ;fj/ ^]lnkmf]lgs | uf]^f | 500 | 700 | 800 | 800 | 945 | 990 | 990 | 990 | 990 | 1089 | 1089 | 1089 | 1089 | 1089
1.15 | km\nf]^ eNj | uf]^f | 225 | 375 | 375 | 375 | 630 | 660 | 660 | 660 | 660 | 726 | 726 | 726 | 726 | 726
1.16 | kf]l;{lng o"l/gn
1.16.1 | n]l*h | uf]^f | 775 | 950 | 950 | 950 | 1312.5 | 1380 | 1380 | 1380 | 1380 | 1518 | 1518 | 1518 | 1518 | 1518
1.16.2 | h]G; | uf]^f | 600 | 900 | 900 | 900 | 1312.5 | 1380 | 1380 | 1380 | 1380 | 1518 | 1518 | 1518 | 1518 | 1518
1.17 | k]k/ xf]N*/ | uf]^f | 150 | 250 | 250 | 250 | 420 | 440 | 440 | 440 | 440 | 484 | 484 | 484 | 484 | 484
1.18 | /f]k x"s | uf]^f | 95 | 130 | 130 | 130 | 231 | 240 | 240 | 240 | 240 | 264 | 264 | 264 | 264 | 264
1.19 | km\nf]/ ^«ofk ;fOkmg ;d]t | uf]^f | 250 | 175 | 200 | 200 | 325.5 | 340 | 340 | 340 | 340 | 374 | 374 | 374 | 374 | 374
1.2 | lk= lj= l;= x"s | uf]^f | 55 | 50 | 50 | 50 | 65.1 | 68 | 68 | 68 | 68 | 74.8 | 74.8 | 74.8 | 74.8 | 74.8
1.21 | Orisa pan set with cistern and long band | सेट | 2500 | 3200 | 3200 | 3200 | 3517.5 | 3690 | 3690 | 3690 | 3690 | 4059 | 4059 | 4059 | 4059 | 4059
1.22 | Commode with cistern with long band | सेट | 3636 | 3750 | 3750 | 3750 | 4462.5 | 4685 | 4685 | 4685 | 4685 | 5153.5 | 5153.5 | 5153.5 | 5153.5 | 5153.5
2 | jf^/ ;KnfO{÷l;rfO{ ;DjGwL
2.01 | l*h]n kDk;]^- 4x4" 5H.P.(water cool) jf ;f];/x | yfg |  |  |  | 48500 | 67383.75 | 67383.75 | 67383.75 | 67383.75 | 67383.75 | 74122.125 | 74122.125 | 74122.125 | 74122.125 | 74122.125 | भ्याट छुट
2.02 | l*h]n kDk;]^- 3x3" 5H.P (ISI) | yfg |  |  |  | 47500 | 46725 | 46725 | 46725 | 46725 | 46725 | 51397.5 | 51397.5 | 51397.5 | 51397.5 | 51397.5
2.03 | l*h]n kDk;]^- 3x3" 5H.P(air cool).jf ;f];/x | yfg |  |  |  | 47500 | 44992.5 | 44992.5 | 44992.5 | 44992.5 | 44992.5 | 49491.75 | 49491.75 | 49491.75 | 49491.75 | 49491.75
2.04 | l*h]n kDk;]^- 3x3" 4H.P(air cool).jf ;f];/x | yfg |  |  |  | 47500 | 42687.75 | 42687.75 | 42687.75 | 42687.75 | 42687.75 | 46956.525 | 46956.525 | 46956.525 | 46956.525 | 46956.525
2.05 | l*h]n kDk;]^- 3x2.5" 5H.P(water cool).jf ;f];/x | yfg |  |  |  | 44000 | 50856.75 | 50856.75 | 50856.75 | 50856.75 | 50856.75 | 55942.425 | 55942.425 | 55942.425 | 55942.425 | 55942.425
2.06 | ljB'lto df]^/ kDk;]^ -lqmnf]:s/ jf ;f] ;/x÷ 2"x2" 1.5 H.P./ 1phase pump) | yfg | [10 empty] | 17600 | 17600 | 17600 | 17600
2.07 | ljB'lto df]^/ kDk;]^ -lqmnf]:s/ jf ;f] ;/x÷ 3"x3" 2H.P./ 1phase pump) | yfg |  |  |  | 15500 | 27300 | 28600 | 28600 | 28600 | 28600 | 31460 | 23100 | 23100 | 23100 | 23100
2.08 | ljB'lto df]^/ kDk;]^ -lqmnf]:s/ jf ;f] ;/x÷ 3"x3" 4"*4" 3H.P./ 1phase pump) | yfg | [10 empty] | 38390 | 38390 | 38390 | 38390
2.09 | ljB'lto df]^/ kDk;]^ -lqmnf]:s/ jf ;f] ;/x÷ 4"*4" 5H.P./ 1phase pump) | yfg | [10 empty] | 46000 | 46000 | 46000 | 46000
2.1 | 1÷2 xif{ kfj/ df]^/ OlG*og (ISI) | yfg | 6800 | 4000 | 4000 | 4100 | 525 | 550 | 550 | 550 | 550 | 605 | 5227 | 5227 | 5227 | 5227
2.11 | 1 xif{ kfj/ df]^/ OlG*og (ISI) | yfg | 8650 | 6000 | 6000 | 6500 | 9450 | 9900 | 9900 | 9900 | 9900 | 10890 | 10890 | 10890 | 10890 | 10890
2.12 | 1÷2 xif{ kfj/ df]^/ rfOlgh | yfg | 1200 | 1200 | 1200 | 1200 | 2100 | 2200 | 2200 | 2200 | 2200 | 2420 | 2420 | 2420 | 2420 | 2420
2.13 | 1 xif{ kfj/ df]^/ rfOlgh | yfg | 2600 | 2600 | 2600 | 2600 | 5250 | 5500 | 5500 | 5500 | 5500 | 6050 | 6050 | 6050 | 6050 | 6050
2.14 | एच.डि.पी. पाइप (NS-40) | के.जी. | [10 empty] | 286 | 286 | 286 | 286 |  | HDP pipe को चार्ट हटाइएको
3 | lh= cfO{= kfO{k y¦]*]* -nfO^ 6 /= ld=_
3.01 | ½" ø | uf]^f | 75 | 106 | 106 | 110 | 759 | 835 | 835 | 835 | 835 | 918.5 | 918.5 | 918.5 | 918.5 | 918.5 |  |  | Size | WT=KG/M (HDPE)
3.02 | ¾" ø | uf]^f | 100 | 154 | 154 | 159 | 1055 | 1161 | 1161 | 1161 | 1161 | 1277.1 | 1277.1 | 1277.1 | 1277.1 | 1277.1 |  |  |  | PN12.5 | RATE 1 | RATE PANCH | DIFF | PN16 | RATE PANCH | RATE 1
3.03 | 1" ø | uf]^f | 130 | 209 | 209 | 216 | 1465 | 1612 | 1612 | 1612 | 1612 | 1773.2 | 1773.2 | 1773.2 | 1773.2 | 1773.2 |  |  | 25 | 0.173 | 49.478 | 65 | 23.88% | 0.208 | 80 | 59.488 | 25.64%
3.04 | 1¼" ø | uf]^f | 155 | 279 | 279 | 289 | 1880 | 2068 | 2068 | 2068 | 2068 | 2274.8 | 2274.8 | 2274.8 | 2274.8 | 2274.8 |  |  | 40 | 0.434 | 124.124 | 170 | 26.99% | 0.523 | 205 | 149.578 | 27.04%
3.05 | 1½" ø | uf]^f | 180 | 349 | 349 | 361 | 2310 | 2541 | 2541 | 2541 | 2541 | 2795.1 | 2795.1 | 2795.1 | 2795.1 | 2795.1
3.06 | 2" ø | uf]^f | 230 | 462 | 462 | 478 | 2882 | 3170 | 3170 | 3170 | 3170 | 3487 | 3487 | 3487 | 3487 | 3487
3.07 | 2½" ø | uf]^f | 320 | 641 | 641 | 664 | 4025 | 4428 | 4428 | 4428 | 4428 | 4870.8 | 4870.8 | 4870.8 | 4870.8 | 4870.8
3.08 | 3" ø | uf]^f | 410 | 750 | 750 | 777 | 4730 | 5203 | 5203 | 5203 | 5203 | 5723.3 | 5723.3 | 5723.3 | 5723.3 | 5723.3
3.09 | 4" ø | uf]^f | 455 | 1084 | 1084 | 1123 | 6754 | 7429 | 7429 | 7429 | 7429 | 8171.9 | 8171.9 | 8171.9 | 8171.9 | 8171.9
3.1 | 5" ø | uf]^f |  |  |  |  | 10527 | 11580 | 11580 | 11580 | 11580 | 12738 | 12738 | 12738 | 12738 | 12738
3.11 | 6" ø | uf]^f |  |  |  |  | 12243 | 13467 | 13467 | 13467 | 13467 | 14813.7 | 14813.7 | 14813.7 | 14813.7 | 14813.7
3.12 | 8" ø | uf]^f |  |  |  |  | 16719 | 18391 | 18391 | 18391 | 18391 | 20230.1 | 20230.1 | 20230.1 | 20230.1 | 20230.1
4 | lh= cfO{= kfO{k y¦]*]* -ldl*od 6 /= ld=_
4.01 | ½" ø | uf]^f | 600 | 716 | 716 | 742 | 900 | 990 | 990 | 990 | 990 | 1089 | 1089 | 1089 | 1089 | 1089
4.02 | ¾" ø | uf]^f | 1100 | 980 | 980 | 1015 | 1145 | 1260 | 1260 | 1260 | 1260 | 1386 | 1386 | 1386 | 1386 | 1386
4.03 | 1" ø | uf]^f | 1000 | 1482 | 1482 | 1535 | 1715 | 1887 | 1887 | 1887 | 1887 | 2075.7 | 2075.7 | 2075.7 | 2075.7 | 2075.7
4.04 | 1¼" ø | uf]^f | 1300 | 1986 | 1986 | 2058 | 2235 | 2459 | 2459 | 2459 | 2459 | 2704.9 | 2704.9 | 2704.9 | 2704.9 | 2704.9
4.05 | 1½" ø | uf]^f | 1500 | 2276 | 2276 | 2358 | 2565 | 2822 | 2822 | 2822 | 2822 | 3104.2 | 3104.2 | 3104.2 | 3104.2 | 3104.2
4.06 | 2" ø | uf]^f | 2069 | 3336 | 3336 | 3456 | 3500 | 3850 | 3850 | 3850 | 3850 | 4235 | 4235 | 4235 | 4235 | 4235
4.07 | 2½" ø | uf]^f | 2650 | 4260 | 4260 | 4414 | 4470 | 4917 | 4917 | 4917 | 4917 | 5408.7 | 5408.7 | 5408.7 | 5408.7 | 5408.7
4.08 | 3" ø | uf]^f | 3400 | 5364 | 5364 | 5557 | 5540 | 6094 | 6094 | 6094 | 6094 | 6703.4 | 6703.4 | 6703.4 | 6703.4 | 6703.4
4.09 | 4" ø | uf]^f | 4840 | 7939 | 7939 | 8225 | 8230 | 9053 | 9053 | 9053 | 9053 | 9958.3 | 9958.3 | 9958.3 | 9958.3 | 9958.3
4.1 | 5" ø | uf]^f | 4840 |  |  | 10885 | 11220 | 12342 | 12342 | 12342 | 12342 | 13576.2 | 13576.2 | 13576.2 | 13576.2 | 13576.2
4.11 | 6" ø | uf]^f | 4840 |  |  | 13170 | 13310 | 14641 | 14641 | 14641 | 14641 | 16105.1 | 16105.1 | 16105.1 | 16105.1 | 16105.1
4.12 | 8" ø | uf]^f |  |  |  |  | 18513 | 20364 | 20364 | 20364 | 20364 | 22400.4 | 22400.4 | 22400.4 | 22400.4 | 22400.4
5 | hL= cfO{= kfO{k y]¦*]* -x]le *\o"l^ 6 / dL=_
5.01 | ½" ø | uf]^f | 698 | 809 | 809 | 839 | 1056 | 1162 | 1162 | 1162 | 1162 | 1278.2 | 1278.2 | 1278.2 | 1278.2 | 1278.2
5.02 | ¾" ø | uf]^f | 791 | 1147 | 1147 | 1188 | 1340 | 1474 | 1474 | 1474 | 1474 | 1621.4 | 1621.4 | 1621.4 | 1621.4 | 1621.4
5.03 | 1" ø | uf]^f | 1155 | 1730 | 1730 | 1792 | 2010 | 2211 | 2211 | 2211 | 2211 | 2432.1 | 2432.1 | 2432.1 | 2432.1 | 2432.1
5.04 | 1¼" ø | uf]^f | 1540 | 2330 | 2330 | 2414 | 2565 | 2822 | 2822 | 2822 | 2822 | 3104.2 | 3104.2 | 3104.2 | 3104.2 | 3104.2
5.05 | 1½" ø | uf]^f | 1798 | 2685 | 2685 | 2782 | 2960 | 3256 | 3256 | 3256 | 3256 | 3581.6 | 3581.6 | 3581.6 | 3581.6 | 3581.6
5.06 | 2" ø | uf]^f | 2394 | 4043 | 4043 | 4189 | 4310 | 4741 | 4741 | 4741 | 4741 | 5215.1 | 5215.1 | 5215.1 | 5215.1 | 5215.1
5.07 | 2½" ø | uf]^f | 3059 | 5180 | 5180 | 5367 | 5395 | 5935 | 5935 | 5935 | 5935 | 6528.5 | 6528.5 | 6528.5 | 6528.5 | 6528.5
5.08 | 3" ø | uf]^f | 3691 | 6086 | 6086 | 6305 | 6355 | 6991 | 6991 | 6991 | 6991 | 7690.1 | 7690.1 | 7690.1 | 7690.1 | 7690.1
5.09 | 4" ø | uf]^f | 4840 |  |  | 9489 | 9855 | 10841 | 10841 | 10841 | 10841 | 11925.1 | 11925.1 | 11925.1 | 11925.1 | 11925.1
5.1 | 5" ø | uf]^f | 4840 |  |  | 12255 | 12650 | 13915 | 13915 | 13915 | 13915 | 15306.5 | 15306.5 | 15306.5 | 15306.5 | 15306.5
5.11 | 6" ø | uf]^f | 4840 |  |  | 13873 | 14575 | 16033 | 16033 | 16033 | 16033 | 17636.3 | 17636.3 | 17636.3 | 17636.3 | 17636.3
5.12 | 8" ø | uf]^f |  |  |  |  | 19668 | 21635 | 21635 | 21635 | 21635 | 23798.5 | 23798.5 | 23798.5 | 23798.5 | 23798.5
6 | 1÷2Æ lh= cfO{= kfO{k lkml^é;
6.01 | qm; l^ | uf]^f | 37 | 100 | 70 | 72 | 98.28 | 103 | 103 | 103 | 103 | 113.3 | 113.3 | 113.3 | 113.3 | 113.3
6.02 | hfd g^ | uf]^f | 14 | 25 | 9 | 10 | 13.65 | 14 | 14 | 14 | 14 | 15.4 | 15.4 | 15.4 | 15.4 | 15.4
6.03 | km\nf]^ eNj - a¦f;_ | uf]^f | 225 | 325 | 325 | 337 | 866.25 | 910 | 910 | 910 | 910 | 1001 | 1001 | 1001 | 1001 | 1001
6.04 | km\nf]^ eNj -kmnfd_ | uf]^f | 120 | 200 | 200 | 207 | 282.555 | 297 | 297 | 297 | 297 | 326.7 | 326.7 | 326.7 | 326.7 | 326.7
7 | :ofnf] ^\o"aj]n -x)of* kDk_
7.01 | 4 g+= x]* | uf]^f | 700 | 1350 | 1250 | 1295 | 1585.5 | 1665 | 1665 | 1665 | 1665 | 1831.5 | 1831.5 | 1831.5 | 1831.5 | 1831.5
7.02 | 6 g+= x]* Lower | uf]^f | 750 | 1600 | 1400 | 1450 | 2520 | 2645 | 2645 | 2645 | 2645 | 2909.5 | 2909.5 | 2909.5 | 2909.5 | 2909.5
7.03 | Medium | uf]^f | 1250 | 200 | 1800 | 1850 | 3150 | 3305 | 3305 | 3305 | 3305 | 3635.5 | 3635.5 | 3635.5 | 3635.5 | 3635.5
7.04 | Heavy | uf]^f | 1500 | 2500 | 2500 | 2590 | 4200 | 4410 | 4410 | 4410 | 4410 | 4851 | 4851 | 4851 | 4851 | 4851
7.05 | l(sL kDk | uf]^f |  | 1000 | 1000 | 1100 | 1302 | 1365 | 1365 | 1365 | 1365 | 1501.5 | 1501.5 | 1501.5 | 1501.5 | 1501.5
8 | ^\o"j]n lkml^é
8.01 | ;s]^ | uf]^f | 44 | 75 | 80 | 83 | 131.25 | 138 | 138 | 138 | 138 | 151.8 | 151.8 | 151.8 | 151.8 | 151.8
8.02 | hfnL -5 /= kmL=_ PVC | uf]^f | 330 | 450 | 450 | 466 | 525 | 551 | 551 | 551 | 551 | 606.1 | 606.1 | 606.1 | 606.1 | 606.1
8.03 | x]l)*n | uf]^f | 95 | 160 | 150 | 155 | 178.5 | 187 | 187 | 187 | 187 | 205.7 | 205.7 | 205.7 | 205.7 | 205.7
8.04 | /* knGh/ | uf]^f | 40 | 100 | 90 | 93 | 131.25 | 138 | 138 | 138 | 138 | 151.8 | 151.8 | 151.8 | 151.8 | 151.8
9 | jf^/ ^\of+s
9.01 | :^Ln -1000 ln=_ | uf]^f | 5500 | 7000 | 7000 | 7350 | 18375 | 19300 | 19300 | 19300 | 19300 | 21230 | 21230 | 21230 | 21230 | 21230
9.02 | :^Ln -500 ln=_ | uf]^f |  |  |  |  | 14385 | 15100 | 15100 | 15100 | 15100 | 16610 | 16610 | 16610 | 16610 | 16610
9.03 | Knfl:^s -x]eL_ | ln^/ | 5 | 8 | 7 | 8 | 10.5 | 11 | 11 | 11 | 11 | 12.1 | 12.1 | 12.1 | 12.1 | 12.1
10 | lh=cfO{=kfO{kdf r'l*sf^\g] sfd -9y¦]*÷lk;_
10.01 | ½" to ¾" | uf]^f | 14 | 20 | 20 | 21 | 28.35 | 30 | 30 | 30 | 30 | 33 | 33 | 33 | 33 | 33
10.02 | 1" to 2" | uf]^f | 23 | 29 | 20 | 21 | 28.35 | 30 | 30 | 30 | 30 | 33 | 33 | 33 | 33 | 33
10.03 | 3" to 5" | uf]^f | 65 | 70 | 40 | 41 | 57.75 | 61 | 61 | 61 | 61 | 67.1 | 67.1 | 67.1 | 67.1 | 67.1
10.04 | above 5" | uf]^f | 85 | 90 | 70 | 73 | 94.5 | 99 | 99 | 99 | 99 | 108.9 | 108.9 | 108.9 | 108.9 | 108.9
11 | eNjsf] :kfO*ndf lktnsf] dfn eg]{ 3ÆeGbf dfly | uf]^f | 860 | 900 | 900 | 945 | 1155 | 1213 | 1213 | 1213 | 1213 | 1334.3 | 1334.3 | 1334.3 | 1334.3 | 1334.3
12 | dfne/]sf] :kfO*ndf r"l* sf^\g] / uf]l^ sf^\g] sfd | uf]^f | 550 | 600 | 600 | 630 | 787.5 | 827 | 827 | 827 | 827 | 909.7 | 909.7 | 909.7 | 909.7 | 909.7
13 | jf; a]l;gsf] j]:^ kfO{k | uf]^f | 150 | 287 | 287 | 297 | 393.75 | 413 | 413 | 413 | 413 | 454.3 | 454.3 | 454.3 | 454.3 | 454.3
14 | lk= lj= l; jf^/ ^\ofk | uf]^f | 250 | 265 | 265 | 275 | 336 | 353 | 353 | 353 | 353 | 388.3 | 388.3 | 388.3 | 388.3 | 388.3
15 | l;= lk= laa ss, :^kss, ;^ al*, P+un cflbsf] %"§f%"§} | uf]^f | 400 | 440 | 440 | 485 | 630 | 662 | 662 | 662 | 662 | 728.2 | 728.2 | 728.2 | 728.2 | 728.2
16 | l;= lk= laa ss, :^kss, nª a*L, P+un cflbsf] %"§f%"§} | uf]^f |  | 700 | 700 | 770 | 970.2 | 1019 | 1019 | 1019 | 1019 | 1120.9 | 1120.9 | 1120.9 | 1120.9 | 1120.9
17 | lk=lk=cf/= kfO{k |  |  | sDkgL b//]^ jdf]lhd sfod ug]{
17=1 | lk=lk=cf/= kfO{k -S-5.0, PN 10_
| 20 dL=dL= | /=dL= |  |  |  |  | 94 | 54 | 54 | 54 | 54 | 59.4 | 59.4 | 59.4 | 59.4 | 59.4
| 25 dL=dL= | /=dL= |  |  |  |  | 144 | 82 | 82 | 82 | 82 | 90.2 | 90.2 | 90.2 | 90.2 | 90.2
| 32 dL=dL= | /=dL= |  |  |  |  | 230 | 131 | 131 | 131 | 131 | 144.1 | 144.1 | 144.1 | 144.1 | 144.1
| 40 dL=dL= | /=dL= |  |  |  |  | 362 | 207 | 207 | 207 | 207 | 227.7 | 227.7 | 227.7 | 227.7 | 227.7
| 50 dL=dL= | /=dL= |  |  |  |  | 562 | 321 | 321 | 321 | 321 | 353.1 | 353.1 | 353.1 | 353.1 | 353.1
| 63 dL=dL= | /=dL= |  |  |  |  | 890 | 503 | 503 | 503 | 503 | 553.3 | 553.3 | 553.3 | 553.3 | 553.3
| 75 dL=dL= | /=dL= |  |  |  |  | 1242 | 709 | 709 | 709 | 709 | 779.9 | 779.9 | 779.9 | 779.9 | 779.9
| 90 dL=dL= | /=dL= |  |  |  |  | 1789 | 1021 | 1021 | 1021 | 1021 | 1123.1 | 1123.1 | 1123.1 | 1123.1 | 1123.1
| 110 dL=dL= | /=dL= |  |  |  |  | 2653 | 1514 | 1514 | 1514 | 1514 | 1665.4 | 1665.4 | 1665.4 | 1665.4 | 1665.4
17=2 | lk=lk=cf/= kfO{k -S-3.2, PN 16_
| 20 dL=dL= | /=dL= |  |  |  |  | 127 | 73 | 73 | 73 | 73 | 80.3 | 80.3 | 80.3 | 80.3 | 80.3
| 25 dL=dL= | /=dL= |  |  |  |  | 198 | 113 | 113 | 113 | 113 | 124.3 | 124.3 | 124.3 | 124.3 | 124.3
| 32 dL=dL= | /=dL= |  |  |  |  | 315 | 180 | 180 | 180 | 180 | 198 | 198 | 198 | 198 | 198
| 40 dL=dL= | /=dL= |  |  |  |  | 507 | 289 | 289 | 289 | 289 | 317.9 | 317.9 | 317.9 | 317.9 | 317.9
| 50 dL=dL= | /=dL= |  |  |  |  | 790 | 451 | 451 | 451 | 451 | 496.1 | 496.1 | 496.1 | 496.1 | 496.1
| 63 dL=dL= | /=dL= |  |  |  |  | 1242 | 709 | 709 | 709 | 709 | 779.9 | 779.9 | 779.9 | 779.9 | 779.9
| 75 dL=dL= | /=dL= |  |  |  |  | 1771 | 1010 | 1010 | 1010 | 1010 | 1111 | 1111 | 1111 | 1111 | 1111
| 90 dL=dL= | /=dL= |  |  |  |  | 2530 | 1443 | 1443 | 1443 | 1443 | 1587.3 | 1587.3 | 1587.3 | 1587.3 | 1587.3
| 110 dL=dL= | /=dL= |  |  |  |  | 379 | 216 | 216 | 216 | 216 | 237.6 | 237.6 | 237.6 | 237.6 | 237.6
17=3 | lk=lk=cf/= kfO{k -S-2.5, PN 20_
| 20 dL=dL= | /=dL= |  |  |  |  | 151 | 86 | 86 | 86 | 86 | 94.6 | 94.6 | 94.6 | 94.6 | 94.6
| 25 dL=dL= | /=dL= |  |  |  |  | 234 | 134 | 134 | 134 | 134 | 147.4 | 147.4 | 147.4 | 147.4 | 147.4
| 32 dL=dL= | /=dL= |  |  |  |  | 382 | 218 | 218 | 218 | 218 | 239.8 | 239.8 | 239.8 | 239.8 | 239.8
| 40 dL=dL= | /=dL= |  |  |  |  | 591 | 337 | 337 | 337 | 337 | 370.7 | 370.7 | 370.7 | 370.7 | 370.7
| 50 dL=dL= | /=dL= |  |  |  |  | 916 | 523 | 523 | 523 | 523 | 575.3 | 575.3 | 575.3 | 575.3 | 575.3
| 63 dL=dL= | /=dL= |  |  |  |  | 1454 | 830 | 830 | 830 | 830 | 913 | 913 | 913 | 913 | 913
| 75 dL=dL= | /=dL= |  |  |  |  | 2062 | 1177 | 1177 | 1177 | 1177 | 1294.7 | 1294.7 | 1294.7 | 1294.7 | 1294.7
| 90 dL=dL= | /=dL= |  |  |  |  | 2961 | 1690 | 1690 | 1690 | 1690 | 1859 | 1859 | 1859 | 1859 | 1859
| 110 dL=dL= | /=dL= |  |  |  |  | 4415 | 2519 | 2519 | 2519 | 2519 | 2770.9 | 2770.9 | 2770.9 | 2770.9 | 2770.9
18 | सि .आई. पाइप तथा फिटिङ्ग
18.01 | ;L= cfO{= kfOk 3æ ø | /=dL= | 135 | 200 | 200 | 210 | 242.55 | 255 | 255 | 255 | 255 | 280.5 | 280.5 | 280.5 | 280.5 | 280.5
18.02 | ;L= cfO{= kfOk 4æ ø | /=dL= | 160 | 230 | 230 | 240 | 277.2 | 291 | 291 | 291 | 291 | 320.1 | 320.1 | 320.1 | 320.1 | 320.1
18.03 | ;L= cfO{= ^L= 3æ/4æø | uf]^f | 170 | 240 | 240 | 250 | 288.75 | 303 | 303 | 303 | 303 | 333.3 | 333.3 | 333.3 | 333.3 | 333.3
18.04 | ;L= cfO{= hS;g 3æ ø | uf]^f | 200 | 275 | 275 | 280 | 323.4 | 340 | 340 | 340 | 340 | 374 | 374 | 374 | 374 | 374
18.05 | ;L= cfO={ hS;g 4æ ø | uf]^f | 250 | 330 | 330 | 345 | 398.475 | 418 | 418 | 418 | 418 | 459.8 | 459.8 | 459.8 | 459.8 | 459.8
18.06 | ;L= cfO{= e]G^ kfOk 3æ ø | uf]^f | 450 | 600 | 600 | 600 | 693 | 728 | 728 | 728 | 728 | 800.8 | 800.8 | 800.8 | 800.8 | 800.8
18.07 | ;L= cfO{= e]G^ kfOk 4æ ø | uf]^f | 550 | 715 | 715 | 715 | 825.825 | 867 | 867 | 867 | 867 | 953.7 | 953.7 | 953.7 | 953.7 | 953.7
19 | एस.डब्लु. पाइप तथा फिटिङ्ग
19.01 | P;= *an=" kfOk 4æ ø | / dL= | 28 | 50 | 50 | 50 | 57.75 | 61 | 61 | 61 | 61 | 67.1 | 67.1 | 67.1 | 67.1 | 67.1
19.02 | P;= *An=" kfOk 6æ ø | / dL= | 46 | 70 | 70 | 70 | 80.85 | 85 | 85 | 85 | 85 | 93.5 | 93.5 | 93.5 | 93.5 | 93.5
19.03 | P;= *Jn=" ^L= 4æ ø | uf]^f | 73 | 105 | 105 | 105 | 121.275 | 127 | 127 | 127 | 127 | 139.7 | 139.7 | 139.7 | 139.7 | 139.7
19.04 | P;= *Jn=" ^L= 6æ ø | uf]^f | 100 | 140 | 140 | 140 | 161.7 | 170 | 170 | 170 | 170 | 187 | 187 | 187 | 187 | 187
19.05 | P;= *Jn=" a]G^ 4æ ø | uf]^f | 70 | 90 | 90 | 90 | 103.95 | 109 | 109 | 109 | 109 | 119.9 | 119.9 | 119.9 | 119.9 | 119.9
19.06 | P;= *Jn=" a]G^ 6æ ø | uf]^f | 95 | 130 | 130 | 130 | 150.15 | 158 | 158 | 158 | 158 | 173.8 | 173.8 | 173.8 | 173.8 | 173.8
20 | km\nf]l/ª ;DalGw
20=1 | 3 dL= dL= df{jn lrK; -25 s]= hL=_ | af]/f | 150 | 190 | 190 | 200 | 273 | 287 | 287 | 287 | 287 | 315.7 | 315.7 | 315.7 | 315.7 | 315.7
20=2 | sfjf{]/]G*d ("uf+ | uf]^f | 100 | 160 | 160 | 168 | 178.5 | 187 | 187 | 187 | 187 | 205.7 | 205.7 | 205.7 | 205.7 | 205.7
20=3 | kf];L{nLg Un]H* ^fPn
20=3=1 | ;]]tf] | j= dL= | 550 | 550 | 550 | 577 | 598.5 | 628 | 628 | 628 | 628 | 690.8 | 690.8 | 690.8 | 690.8 | 690.8
20=3=2 | /+uLg | j= dL= | 650 | 650 | 650 | 680 | 678.3 | 712 | 712 | 712 | 712 | 783.2 | 783.2 | 783.2 | 783.2 | 783.2
20=4 | Vetrified Tile Floor tile 2'x2' | j= dL= |  |  |  |  | 955.5 | 1003 | 1003 | 1003 | 1003 | 1103.3 | 1103.3 | 1103.3 | 1103.3 | 1103.3
20=5 | :kf^]s ^fPn | j= dL= | 750 | 750 | 750 | 785 | 798 | 838 | 838 | 838 | 838 | 921.8 | 921.8 | 921.8 | 921.8 | 921.8
20=6 | kf]lnlyg l;^ | / dL= | 22 | 22 | 22 | 23 | 26.25 | 28 | 28 | 28 | 28 | 30.8 | 30.8 | 30.8 | 30.8 | 30.8
20=7 | jf^/ k¦"km sDkfpG* | s]= hL= | 40 | 50 | 75 | 78 | 94.5 | 99 | 99 | 99 | 99 | 108.9 | 108.9 | 108.9 | 108.9 | 108.9
20=8 | ^f/km]N^ l;^ | j= dL= | 800 |  |  | 120 | 141.75 | 149 | 149 | 149 | 149 | 163.9 | 163.9 | 163.9 | 163.9 | 163.9
20=9 | Sn] ^fPn 4æx4Æ | uf]^f | 8 | 8.5 | 8.5 | 9 | 12.6 | 13 | 13 | 13 | 13 | 14.3 | 14.3 | 14.3 | 14.3 | 14.3
20=10 | dfj{n ^fPn | j= dL= | 1000 | 1050 | 1050 | 1100 | 1785 | 1874 | 1874 | 1874 | 1874 | 2061.4 | 2061.4 | 2061.4 | 2061.4 | 2061.4
21 | dfj{n
21=1 | ;]tf] | j= dL= |  |  |  |  | 1995 | 2095 | 2095 | 2095 | 2095 | 2304.5 | 2304.5 | 2304.5 | 2304.5 | 2304.5
21=2 | xl/of] | j= dL= |  |  |  |  | 1501.5 | 1577 | 1577 | 1577 | 1577 | 1734.7 | 1734.7 | 1734.7 | 1734.7 | 1734.7
21=3 | /ftf] | j= dL= |  |  |  |  | 1197 | 1257 | 1257 | 1257 | 1257 | 1382.7 | 1382.7 | 1382.7 | 1382.7 | 1382.7
22 | Miscellaneous PVC Item
s | 4" ø PVC Filter | /=dL= | 824 | 935 | 1070 | 1116 | 1288.35 | 1353 | 1353 | 1353 | 1353 | 1488.3 | 1488.3 | 1488.3 | 1488.3 | 1488.3
v | 4" ø PVC Sand trap | /=dL= | 900 | 900 | 1010 | 1053 | 1215.9 | 1277 | 1277 | 1277 | 1277 | 1404.7 | 1404.7 | 1404.7 | 1404.7 | 1404.7
u | 1½ ø PVC 3.6 mm | /=dL= | 105 | 142 | 148 | 154 | 177.45 | 186 | 186 | 186 | 186 | 204.6 | 204.6 | 204.6 | 204.6 | 204.6
# | 1½ ø PVC filter 4 mm | /=dL= | 225 | 550 | 550 | 574 | 662.55 | 696 | 696 | 696 | 696 | 765.6 | 765.6 | 765.6 | 765.6 | 765.6
ª | 1½ ø PVC sand trap | /=dL= | 180 | 200 | 231 | 241 | 278.25 | 292 | 292 | 292 | 292 | 321.2 | 321.2 | 321.2 | 321.2 | 321.2
r | 1½ ø PVC adopter | /=dL= | 65 | 66 | 77 | 80 | 92.4 | 97 | 97 | 97 | 97 | 106.7 | 106.7 | 106.7 | 106.7 | 106.7
23 | PVC bottle trap | No | 295 | 300 | 305 | 305 | 325.5 | 342 | 342 | 342 | 342 | 376.2 | 376.2 | 376.2 | 376.2 | 376.2
24 | Connection pipe | No | 90 | 110 | 112 | 112 | 136.5 | 143 | 143 | 143 | 143 | 157.3 | 157.3 | 157.3 | 157.3 | 157.3
25 | Angle cock | No | 518 | 660 | 665 | 665 | 840 | 882 | 882 | 882 | 882 | 970.2 | 970.2 | 970.2 | 970.2 | 970.2
26 | Concealed cock | No | 545 | 720 | 720 | 720 | 945 | 992 | 992 | 992 | 992 | 1091.2 | 1091.2 | 1091.2 | 1091.2 | 1091.2
27 | Sink tap | No | 864 | 1950 | 1950 | 1950 | 1627.5 | 1709 | 1709 | 1709 | 1709 | 1879.9 | 1879.9 | 1879.9 | 1879.9 | 1879.9
28 | Bib cock tap (ISO) | No | 518 | 600 | 600 | 600 | 735 | 772 | 772 | 772 | 772 | 849.2 | 849.2 | 849.2 | 849.2 | 849.2
29 | Coplin for basin | No | 90 | 100 | 100 | 100 | 115.5 | 121 | 121 | 121 | 121 | 133.1 | 133.1 | 133.1 | 133.1 | 133.1
30 | Ogf/sf] nflu cf/;L;L l/ª 90x30x5 cm | uf]^f |  | 400 | 410 | 425 | 525 | 551 | 551 | 551 | 551 | 606.1 | 606.1 | 606.1 | 606.1 | 606.1
31 | Ogf/sf] nflu cf/;L;L l/ª se/ 90x5 cm | uf]^f |  | 400 | 410 | 425 | 210 | 221 | 221 | 221 | 221 | 243.1 | 243.1 | 243.1 | 243.1 | 243.1
32 | 600 dL=dL=sf] Dofgxf]n se/ km¦]d ls ;d]t | uf]^f |  |  |  |  | 2835 | 2977 | 2977 | 2977 | 2977 | 3274.7 | 3274.7 | 3274.7 | 3274.7 | 3274.7
33 | 45x45 ;]=dL= juf{sf/ cfsf/sf] kmnfdsf] Dofgxf]n se/ | uf]^f |  |  |  |  | 2835 | 2977 | 2977 | 2977 | 2977 | 3274.7 | 3274.7 | 3274.7 | 3274.7 | 3274.7
34 | l;=cfO{= Dofgxf]n se/ -24x24 ;]=dL=_ -24 s]=hL= j]^_ | uf]^f |  |  |  |  | 5460 | 5733 | 5733 | 5733 | 5733 | 6306.3 | 6306.3 | 6306.3 | 6306.3 | 6306.3
35 | HDPE Double Wall Corrugated Pipes (DWC) (SN8)
35.01 | 100mm dia | /=dL= | [10 empty] | − | − | 556 | 556 |  | Kathmandu 81/82
35.02 | 150mm dia | /=dL= | [10 empty] | − | − | 1112 | 1112 |  | Kathmandu 81/82
35.03 | 200mm dia | /=dL= | [10 empty] | − | − | 1668 | 1668 |  | Kathmandu 81/82
35.04 | 250mm dia | /=dL= | [10 empty] | − | − | 2113 | 2113 |  | Kathmandu 81/82
35.05 | 300mm dia | /=dL= | [10 empty] | − | − | 3515 | 3515 |  | Kathmandu 81/82
35.06 | 400mm dia | /=dL= | [10 empty] | − | − | 4527 | 4527 |  | Kathmandu 81/82
35.07 | 500mm dia | /=dL= | [10 empty] | − | − | 5406 | 5406 |  | Kathmandu 81/82
35.08 | 600mm dia | /=dL= | [10 empty] | − | − | 9310 | 9310 |  | Kathmandu 81/82
35.09 | 800mm dia | /=dL= | [10 empty] | − | − | 14985 | 14985 |  | Kathmandu 81/82
35.1 | 1000mm dia | /=dL= | [10 empty] | − | − | 22572 | 22572 |  | Kathmandu 81/82

## HDPE
७.१. एच.डि.पि.इ. पाइप (NS-40)
सि.नं. | Outer Diameter |  | PN 3 | PN 4 | PN 5 | PN 6 | PN 8 | PN 10 | PN 12.5 | PN 16 | PN 20 | Remarks
| साइज (मि.मि.) | साइज (इन्च) | प्रति मि. | प्रति मि. | प्रति मि. | प्रति मि. | प्रति मि. | प्रति मि. | प्रति मि. | प्रति मि. | प्रति मि.
1 | 16 mm | [8 empty] | 25 | 29
2 | 20 mm | 1/2" | [6 empty] | 33 | 39 | 45
3 | 25 mm | 3/4" | [5 empty] | 42 | 50 | 60 | 70
4 | 32 mm | 1" |  |  |  |  | 55 | 68 | 80 | 98 | 115
5 | 40 mm | 1-1/4" |  |  |  | 70 | 85 | 106 | 128 | 152 | 176 |  | Comparison with Panchakanya | [5 empty] | 95 | 26.32%
6 | 50 mm | 1-1/2" |  |  | 93 | 109 | 135 | 164 | 199 | 236 | 278 | [5 empty] | 125 | 25.6% | 145 | 24.83%
7 | 63 mm | 2" |  |  | 143 | 168 | 204 | 254 | 306 | 338.1 | 428 |  | Rate | फरक | Rate | फरक | 190 | 24.74% | 225 | 25.33%
8 | 75 mm | 2-1/2" | 135 | 160 | 200 | 245 | 303 | 370 | 445 | 527 | 620 |  | 180 | 25% | 215 | 25.58% | 270 | 25.93% | 330 | 25.76%
9 | 90 mm | 3" | 185 | 235 | 290 | 345 | 425 | 530 | 633 | 754 | 890 |  | 250 | 26% | 315 | 25.4% | 390 | 25.64% | 470 | 26.6%
10 | 110 mm | 4" | 279 | 344 | 432 | 505 | 440 | 780 | 944 | 1131 | 1330 |  | 375 | 25.6% | 460 | 25.22% | 575 | 24.87% | 780 | 35.26%
11 | 125 mm | 4-1/2" | 360 | 440 | 550 | 655 | 822 | 1006 | 1220 | 1455 | 1717 |  | 485 | 25.77% | 590 | 25.42% | 735 | 25.17% | 905 | 27.62%
12 | 140 mm | 5" | 460 | 554 | 689 | 825 | 1033 | 1261 | 1535 | 1829 | 2159 |  | 615 | 25.2% | 740 | 25.14% | 920 | 25.11% | 1135 | 27.31%
13 | 160 mm | 6" | 580 | 724 | 904 | 1070 | 1355 | 1653 | 2000 | 2383 | 2819 |  | 780 | 25.64% | 970 | 25.36% | 1210 | 25.29% | 1490 | 28.19%
14 | 180 mm | 7" | 733 | 915 | 1149 | 1350 | 1700 | 2091 | 2525 | 3010 | 3560 |  | 980 | 25.2% | 1225 | 25.31% | 1535 | 25.15% | 1870 | 27.81%
15 | 200 mm | 8" | 910 | 1120 | 1406 | 1660 | 2100 | 2572 | 3115 | 3724 | 4397 |  | 1220 | 25.41% | 1500 | 25.33% | 1880 | 25.21% | 2320 | 28.45%
16 | 225 mm | 9" | 1150 | 1429 | 1786 | 2110 | 2657 | 3267 | 3950 | 4701 | 5570 |  | 1545 | 25.57% | 1910 | 25.18% | 2390 | 25.27% | 2930 | 27.99%
17 | 250 mm | 10" | 1410 | 1750 | 2210 | 2595 | 3259 | 4014 | 4860 | 5803 | 6858 |  | 1890 | 25.4% | 2340 | 25.21% | 2955 | 25.21% | 3615 | 28.22%
18 | 280 mm | 11" | 1790 | 2190 | 2750 | 3255 | 4110 | 5042 | 6100 | 7294 | 8609 |  | 2395 | 25.26% | 2935 | 25.38% | 3685 | 25.37% | 4510 | 27.83%
19 | 315 mm | 12" | 2249 | 2780 | 3490 | 4120 | 5208 | 6378 | 7720 | 9209 | 10889 |  | 3010 | 25.28% | 3720 | 25.27% | 4670 | 25.27% | 5690 | 27.59%
20 | 355 mm | 14" | 2862 | 3522 | 4427 | 5399 | 6590 | 8088 | 9805 | 11717 | 13823 |  | 3830 | 25.27% | 4710 | 25.22% | 5920 | 25.22% | 7225 | 25.27%
21 | 400 mm | 15-3/4" | 3627 | 4472 | 5592 | 6868 | 8381 | 10304 | 12446 | 14869 | 17549 |  | 4855 | 25.29% | 5985 | 25.28% | 7480 | 25.24% | 9190 | 25.27%
22 | 450 mm | 17-3/4" | 4524 | 5658 | 7069 | 8706 | 10587 | 12997 | 15742 | 18782 | 22222 |  | 6120 | 26.08% | 7570 | 25.26% | 9455 | 25.24% | 11645 | 25.24%
23 | 500 mm | 19-2/3" | 5630 | 6962 | 8755 | 10742 | 13090 | 16058 | 19461 | 23215 | 27415 |  | 7530 | 25.23% | 9315 | 25.26% | 11710 | 25.23% | 14370 | 25.25%

## uPVC
७.२. यु.पि.भि.सी. पाइप (NS-206/046) | [10 empty] | पञ्चकन्या
s¦=;+= | kfOk ;fOh |  | OsfO{ | प्रेसर रेटिङ्ग |  |  |  | s}lkmot |  |  | kfOk ;fOh | OsfO{ | पंचकन्या | रुपन्देही | नवलपरासीको | रुपन्देहीको | पंचकन्या | रुपन्देही | नवलपरासीको | रुपन्देहीको | पंचकन्या | रुपन्देही | नवलपरासीको | रुपन्देहीको | पंचकन्या | रुपन्देही | नवलपरासीको | रुपन्देहीको | s}lkmot
| dL=dL= | OGr |  | 2.5 kg/cm2 | 4 kg/cm2 | 6 kg/cm2 | 10 kg/cm2 |  |  |  | dL=dL= |  | 2.5 kg/cm2 |  | फरक % | फरक % | 4 kg/cm2 |  | फरक % | फरक % | 6 kg/cm2 |  | फरक % | फरक % | 10 kg/cm2 |  | फरक % | फरक %
! | 20 | 1/2" | k¦lt /=dL= | - | - | - | 30.8 |  |  |  | 20 | k¦lt /=dL=
2 | 25 | 3/4" | k¦lt /=dL= | - | - | - | 48.4 |  |  |  | 25 | k¦lt /=dL=
3 | 32 | 1" | k¦lt /=dL= | - | - | - | 79.2 |  |  |  | 32 | k¦lt /=dL=
4 | 40 | 1.25" | k¦lt /=dL= | - | - | 110 | 187 |  | 178 |  | 40 | k¦lt /=dL= | [8 empty] | 178 | 94 | 38.2% | 47.19% | 265 | 141 | 29.43% | 46.79%
5 | 50 | 1.5" | k¦lt /=dL= | - | - | 154 | 220 |  |  |  | 50 | k¦lt /=dL= | [8 empty] | 240 | 142 | 35.83% | 40.83% | 400 | 221 | 45% | 44.75%
6 | 63 | 2" | k¦lt /=dL= | - | 209 | 319 | 440 |  |  |  | 63 | k¦lt /=dL= |  |  |  |  | 290 | 159 | 27.93% | 45.17% | 445 | 226 | 28.31% | 49.21% | 625 | 351 | 29.6% | 43.84%
7 | 75 | 2.5" | k¦lt /=dL= | - | 275 | 429 | 638 |  |  |  | 75 | k¦lt /=dL= |  |  |  |  | 385 | 220 | 28.57% | 42.86% | 565 | 317 | 24.07% | 43.89% | 885 | 502 | 27.91% | 43.28%
8 | 90 | 3" | k¦lt /=dL= | 220 | 357.5 | 550 | 880 |  |  |  | 90 | k¦lt /=dL= | 340 | 201 | 35.29% | 40.88% | 530 | 313 | 32.55% | 40.94% | 765 | 457 | 28.1% | 40.26% | 1230 | 715 | 28.46% | 41.87%
9 | 110 | 4" | k¦lt /=dL= | 385 | 550 | 825 | 1430 |  |  |  | 110 | k¦lt /=dL= | 550 | 298 | 30% | 45.82% | 760 | 430 | 27.63% | 43.42% | 1160 | 660 | 28.88% | 43.1% | 1960 | 1060 | 27.04% | 45.92%
10 | 125 | 4.5" | k¦lt /=dL= | 462 | 715 | 1100 | 1650 |  |  |  | 125 | k¦lt /=dL= | 655 | 380 | 29.47% | 41.98% | 1005 | 593 | 28.86% | 41% | 1515 | 880 | 27.39% | 41.91% | 2330 | 1358 | 29.18% | 41.72%
11 | 140 | 5" | k¦lt /=dL= | 660 | 946 | 1347.5 | 2090 |  |  |  | 140 | k¦lt /=dL= | 810 | 469 | 18.52% | 42.1% | 1295 | 753 | 26.95% | 41.85% | 1860 | 1095 | 27.55% | 41.13% | 2925 | 1712 | 28.55% | 41.47%
12 | 160 | 6" | k¦lt /=dL= | 770 | 1210 | 1870 | 2970 |  |  |  | 160 | k¦lt /=dL= | 1070 | 613 | 28.04% | 42.71% | 1805 | 975 | 32.96% | 45.98% | 2505 | 1403 | 25.35% | 43.99% | 4150 | 2204 | 28.43% | 46.89%
13 | 180 | 7" | k¦lt /=dL= | 990 | 1562 | 2200 | 3300 |  |  |  | 180 | k¦lt /=dL= | 1350 | 785 | 26.67% | 41.85% | 2150 | 1253 | 27.35% | 41.72% | 3050 | 1788 | 27.87% | 41.38% | 4790 | 2809 | 31.11% | 41.36%
14 | 200 | 8" | k¦lt /=dL= | 1320 | 2090 | 3190 | 6270 |  |  |  | 200 | k¦lt /=dL= | 1805 | 958 | 26.87% | 46.93% | 2890 | 1519 | 27.68% | 47.44% | 4200 | 2191 | 24.05% | 47.83% | 8850 | 3473 | 29.15% | 60.76%
9847546403

## cpvc
७.३. सि.पि.भि.सी. पाइप
l;=g+ | lgdf{)f ;fdfu¦Lx?sf] ljj/)f | PsfO{ | आ.व.२०८२।०८३ को दररेट | आ.व.२०८३।०८४ को दररेट | कैफियत
1 | CPVC Pipe SDR 13.5 (22.5 Kg/cm2)-ASTM F-493 2846 |  |  |  |  | 9847546403 | Panchakanya
| 1/2" dia (15mm) | /=dL | 122 | 122 |  |  | 175 | 30.29%
| 3/4" dia (20mm) | /=dL | 170 | 170 |  |  | 275 | 38.18%
| 1" dia (25mm) | /=dL | 223 | 223 |  |  | 445 | 49.89%
| 1-1/4" dia (32mm) | /=dL | 278 | 278 |  |  | 630 | 55.87%
| 1-1/2" dia (40mm) | /=dL | 390 | 390 |  |  | 860 | 54.65%
| 2" dia (50mm) | /=dL | 596 | 596 |  |  | 1485 | 59.87%
2 | CPVC Pipe SDR 11 (28.1 Kg/cm2)-ASTM F-493 2846
| 1/2" dia (15mm) | /=dL | 139 | 139 |  |  | 200 | 30.5%
| 3/4" dia (20mm) | /=dL | 189 | 189 |  |  | 310 | 39.03%
| 1" dia (25mm) | /=dL | 264 | 264 |  |  | 485 | 45.57%
| 1-1/4" dia (32mm) | /=dL | 319 | 319 |  |  | 710 | 55.07%
| 1-1/2" dia (40mm) | /=dL | 445 | 445 |  |  | 1005 | 55.72%
| 2" dia (50mm) | /=dL | 721 | 721 |  |  | 1685 | 57.21%
3 | CPVC Ball Valve (CTS Sockets)
| 1/2" dia (15mm) | uf]6f | 235 | 235 |  |  | 350 | 32.86%
| 3/4" dia (20mm) | uf]6f | 363 | 363 |  |  | 550 | 34%
| 1" dia (25mm) | uf]6f | 597 | 597 |  |  | 890 | 32.92%
| 1-1/4" dia (32mm) | uf]6f | 1059 | 1059 |  |  | 1590 | 33.4%
| 1-1/2" dia (40mm) | uf]6f | 1725 | 1725 |  |  | 2590 | 33.4%
| 2" dia (50mm) | uf]6f | 2222 | 2222 |  |  | 3900 | 43.03%
4 | CPVC Reducer Brass Coupling
| 3/4" X 1/2" | uf]6f | 147 | 147 |  |  | 235 | 37.45%
| 1" X 1/2" | uf]6f | 192 | 192 |  |  | 335 | 42.69%
5 | CPVC Tee
| 1/2" dia (15mm) | uf]6f | 38 | 38 |  |  | 39 | 2.564%
| 3/4" dia (20mm) | uf]6f | 82 | 65 |  |  | 65 | 0%
| 1" dia (25mm) | uf]6f | 124 | 110 |  |  | 110 | 0%
| 1-1/4" dia (32mm) | uf]6f | 234 | 230 |  |  | 230 | 0%
| 1-1/2" dia (40mm) | uf]6f | 341 | 341 |  |  | 355 | 3.944%
| 2" dia (50mm) | uf]6f | 732 | 732 |  |  | 795 | 7.925%
6 | CPVC Reducer Tee
| 1/2" X 1/2" X 3/4" | uf]6f | 74 | 74
| 3/4" X 3/4" x1/2" | uf]6f | 114 | 114
| 3/4" X 1 /2" X 3/4" | uf]6f | 142 | 142
| 3/4" X 1/2" X 1/2" | uf]6f | 163 | 163
| 1"x1"x3/4" | uf]6f | 171 | 171
| 1-1/2" X 1-1/2" X 1" | uf]6f | 267 | 267
| 2"x2"x 1" | uf]6f | 464 | 464
| 1-1/4" X 1-1/4" X 1/2" | uf]6f | 151 | 151
| 1-1/4" X 1-1/4" X 1" | uf]6f | 163 | 163
| 2" X 2" X 1/2" | uf]6f | 456 | 456
| 1" X 1" X 1/2" | uf]6f | 104 | 104
7 | CPVC Brass FPT Tee
| 1/2" X 1/2" X 1/2" | uf]6f | 127 | 127
| 3/4" X 3/4" X 1/2" | uf]6f | 133 | 133
| 1" X 1" X 1/2" | uf]6f | 148 | 148
| 1-1/4" X 1-1/4" X 1-1/4" | uf]6f | 534 | 534
| 1-1/4" X 1-1/4" X 1/2" | uf]6f | 290 | 290
8 | CPVC Elbow 90°
| 1/2" dia (15mm) | uf]6f | 18 | 18 |  |  | 29 | 37.93%
| 3/4" dia (20mm) | uf]6f | 33 | 33 |  |  | 49 | 32.65%
| 1" dia (25mm) | uf]6f | 61 | 61 |  |  | 90 | 32.22%
| 1-1/4" dia (32mm) | uf]6f | 124 | 124 |  |  | 180 | 31.11%
| 1-1/2" dia (40mm) | uf]6f | 180 | 180 |  |  | 270 | 33.33%
| 2" dia (50mm) | uf]6f | 396 | 396 |  |  | 635 | 37.64%
9 | CPVC Reducer Elbow 90°
| 3/4" X 1/2" | uf]6f | 56 | 56 |  |  | 95 | 41.05%
10 | CPVC Brass FPT Elbow 90°
| 1/2" X 1/2" | uf]6f | 239 | 205 |  |  | 205 | 0%
| 3/4" X 1/2" | uf]6f | 263 | 220 |  |  | 220 | 0%
| 3/4" X 3/4" | uf]6f | 287 | 295 |  |  | 295 | 0%
| 1" X 1/2" | uf]6f | 424 | 320 |  |  | 320 | 0%
| 1" X 1" | uf]6f | 502 | 502 |  |  | 875 | 42.63%
| 1-1/4" X 1-1/4" | uf]6f | 919 | 919 |  |  | 0
11 | CPVC Elbow 45°
| 1/2" dia (15mm) | uf]6f | 31 | 31 |  |  | 52 | 40.38%
| 3/4" dia (20mm) | uf]6f | 57 | 45 |  |  | 62 | 27.42%
| 1" dia (25mm) | uf]6f | 82 | 75 |  |  | 100 | 25%
| 1-1/4" dia (32mm) | uf]6f | 145 | 145 |  |  | 295 | 50.85%
| 1-1/2" dia (40mm) | uf]6f | 210 | 210 |  |  | 450 | 53.33%
| 2" dia (50mm) | uf]6f | 455 | 455 |  |  | 910 | 50%
12 | CPVC Male Adapter (CPVC Threads)
| 1/2" dia (15mm) | uf]6f | 23 | 23 |  |  | 38 | 39.47%
| 3/4" dia (20mm) | uf]6f | 41 | 41 |  |  | 57 | 28.07%
| 1" dia (25mm) | uf]6f | 62 | 62 |  |  | 90 | 31.11%
| 1-1/4" dia (32mm) | uf]6f | 113 | 113 |  |  | 150 | 24.67%
| 1-1/2" dia (40mm) | uf]6f | 158 | 158 |  |  | 220 | 28.18%
| 2" dia (50mm) | uf]6f | 309 | 309 |  |  | 430 | 28.14%
13 | CPVC Reducing Male Adapter (CPVC Threads)
| 3/4" X 1/2" | uf]6f | 43 | 43 |  |  | 85 | 49.41%
14 | CPVC Male Adapters (Brass Threads)
| 1/2" dia (15mm) | uf]6f | 219 | 219 |  |  | 410 | 46.59%
| 3/4" dia (20mm) | uf]6f | 284 | 284 |  |  | 570 | 50.18%
| 1" dia (25mm) | uf]6f | 448 | 448 |  |  | 990 | 54.75%
| 1-1/4" dia (32mm) | uf]6f | 987 | 987 |  |  | 1990 | 50.4%
| 1-1/2" dia (40mm) | uf]6f | 1151 | 1151 |  |  | 2550 | 54.86%
| 2" dia (50mm) | uf]6f | 2371 | 2371 |  |  | 4450 | 46.72%
15 | CPVC Reducing Male Adapter (Brass Threads)
| 3/4" X 1/2" | uf]6f | 244 | 244
16 | CPVC Female Adapter (CPVC Threads)
| 1/2" dia (15mm) | uf]6f | 33 | 33 |  |  | 60 | 45%
| 3/4" dia (20mm) | uf]6f | 54 | 54 |  |  | 90 | 40%
| 1" dia (25mm) | uf]6f | 82 | 82 |  |  | 140 | 41.43%
17 | CPVC Female Adapters Brass Threads
| 1/2" dia (15mm) | uf]6f | 211 | 211 |  |  | 425 | 50.35%
| 3/4" dia (20mm) | uf]6f | 286 | 286 |  |  | 545 | 47.52%
| 1" dia (25mm) | uf]6f | 372 | 372 |  |  | 1110 | 66.49%
| 1-1/4" dia (32mm) | uf]6f | 977 | 977 |  |  | 1940 | 49.64%
| 1-1/2" dia (40mm) | uf]6f | 1071 | 1071 |  |  | 2410 | 55.56%
| 2" dia (50mm) | uf]6f | 2093 | 2093 |  |  | 3950 | 47.01%
18 | CPVC Caps
| 1/2" dia (15mm) | uf]6f | 13 | 13 |  |  | 25 | 48%
| 3/4" dia (20mm) | uf]6f | 26 | 26 |  |  | 32 | 18.75%
| 1" dia (25mm) | uf]6f | 39 | 39 |  |  | 48 | 18.75%
| 1-1/4" dia (32mm) | uf]6f | 76 | 76 |  |  | 100 | 24%
| 1-1/2" dia (40mm) | uf]6f | 113 | 113 |  |  | 155 | 27.1%
| 2" dia (50mm) | uf]6f | 239 | 239 |  |  | 305 | 21.64%
19 | CPVC Union
| 1/2" dia (15mm) | uf]6f | 287 | 195 |  |  | 195 | 0%
| 3/4" dia (20mm) | uf]6f | 424 | 305 |  |  | 305 | 0%
| 1" dia (25mm) | uf]6f | 502 | 375 |  |  | 375 | 0%
| 1-1/4" dia (32mm) | uf]6f | 919 | 560 |  |  | 560 | 0%
| 1-1/2" dia (40mm) | uf]6f | 1004 | 820 |  |  | 820 | 0%
| 2" dia (50mm) | uf]6f | 1419 | 1310 |  |  | 1310 | 0%
20 | CPVC Cross Tee
| 1/2" dia (15mm) | uf]6f | 52 | 52 |  |  | 97 | 46.39%
| 3/4" dia (20mm) | uf]6f | 113 | 113 |  |  | 160 | 29.38%
21 | CPVC Step Over Bend
| 1/2" dia (15mm) | uf]6f | 67 | 67 |  |  | 190 | 64.74%
| 3/4" dia (20mm) | uf]6f | 110 | 110 |  |  | 250 | 56%
22 | CPVC Ball Valve (Brass Threads)
| 1/2" dia (15mm) | uf]6f | 704 | 704
| 3/4" dia (20mm) | uf]6f | 858 | 858
| 1" dia (25mm) | uf]6f | 981 | 981
| 1-1/4" dia (32mm) | uf]6f | 1972 | 1972
| 1-1/2" dia (40mm) | uf]6f | 2510 | 2510
| 2" dia (50mm) | uf]6f | 3228 | 3228
23 | CPVC Solvent Cement
| 50 ML | uf]6f | 212 | 212 |  |  | 350 | 39.43%
| 118 ML | uf]6f | 350 | 350 |  |  | 620 | 43.55%
| 237 ML | uf]6f | 568 | 568 |  |  | 1050 | 45.9%
| 473 ML | uf]6f | 893 | 893
| 946 ML | uf]6f | 1544 | 1544
24 | Plastic Strap
| 1/2" dia (15mm) | uf]6f | 5 | 5
| 3/4" dia (20mm) | uf]6f | 5 | 5
| 1" dia (25mm) | uf]6f | 8 | 8
| 1-1/4" dia (32mm) | uf]6f | 11 | 11
| 1-1/2" dia (40mm) | uf]6f | 15 | 15
| 2" dia (50mm) | uf]6f | 19 | 19
25 | Metal Strap
| 1/2" dia (15mm) | uf]6f | 13 | 13
| 3/4" dia (20mm) | uf]6f | 17 | 17
| 1" dia (25mm) | uf]6f | 22 | 22
| 1-1/4" dia (32mm) | uf]6f | 26 | 26
| 1-1/2" dia (40mm) | uf]6f | 28 | 28
| 2" dia (50mm) | uf]6f | 30 | 30
26 | Tee Holder
| 1/2" X 1/2" X 1/2" | uf]6f | 5 | 5 |  |  | 15 | 66.67%
| 3/4" X 3/4" X 1/2" | uf]6f | 8 | 8 |  |  | 18 | 55.56%
27 | Elbow Holder
| 1/2"X1/2" | uf]6f | 5 | 5
| 1/2" X 3/4" | uf]6f | 7 | 7
28 | Snap Fix Repair Coupling
| 1/2" dia (15mm) | uf]6f | 244 | 244
| 3/4" dia (20mm) | uf]6f | 264 | 264
29 | End plug threaded 1/2" | uf]6f | 11 | 11

## PPR fittings
७.४. पी.पी. आर फिटिङ्गस
सि.नं. | सामाग्रीको विवरण | इकाइ | 20mm | 25mm | 32mm | 40mm | 50mm | 63mm | 75mm | 90mm | 110mm | s}lkmot
1 | Elbow 90º | गोटा | 12.1 | 22 | 37 | 78 | 130 | 229 | 430 | 726 | 1352
2 | Elbow 45º | गोटा | 15 | 24 | 38 | 70 | 118 | 195 | 382 | 645 | 1127
3 | Tee | गोटा | 15 | 27 | 46 | 89 | 151 | 275 | 478 | 645 | 1127
4 | Coupler (socket) | गोटा | 9 | 11 | 22 | 42 | 70 | 123 | 239 | 353 | 1519
5 | End cap | गोटा | 12 | 19 | 29 | 43 | 76 | 146 | 234 | - | -
6 | Stop valve | गोटा | 336 | 406 | 535 | 573 | 955 | 1435 | - | - | -
7 | Ball valve (Plastic) | गोटा | 91 | 124 | 215 | 458 | 664 | 1123 | - | - | -
8 | Low footed pipe clip | गोटा | 6 | 7 | 14 | 19 | 30 | 38 | - | - | -
9 | High footed pipe clip | गोटा | 12 | 14 | 22 | 24 | 27 | 36 | - | - | -
10 | "Y" type pipe clip | गोटा | 19 | 22 | 27 | - | - | - | - | - | -
11 | Union (plastic) | गोटा | 57 | 97 | 157 | 238 | 373 | 445 | - | - | -
12 | Ball valve (Brass) | गोटा | 329 | 406 | 552 | 912 | - | - | - | - | -
13 | Short Passover | गोटा | 73 | 105 | 163 | - | - | - | - | - | -
14 | Long Bypass | गोटा | 84 | 138 | 203 | - | - | - | - | - | -
15 | Cross tee | गोटा | 25 | 38 | 65 | - | - | - | - | - | -
16 | End plug | गोटा | 6 | 18 | 23 | - | - | - | - | - | -
17 | Long End plug | गोटा | 9 | - | - | - | - | - | - | - | -
18 | End plug with Ring | गोटा | 22 | - | - | - | - | - | - | - | -
19 | Concealed valve (Nor) | गोटा | 902 | - | - | - | - | - | - | - | -
20 | Concealed valve (Lux) | गोटा | 1072 | - | - | - | - | - | - | - | -
| सामाग्रीको विवरण |  | 25*20mm | 32*20mm | 32*25mm | - | - | - | - | - | -
21 | Reducing elbow | गोटा | 22 | 39 | 48 | - | - | - | - | - | -
22 | Reducing coupler | गोटा | 25*20mm | 32*20mm | 32*25mm | 40*20mm | 40*25mm | 40*32mm | 50*20mm | 50*25mm | 50*32mm
|  |  | 16 | 20 | 22 | 33 | 34 | 46 | 61 | 59 | 67
|  | गोटा | 50*40mm | 63*20mm | 63*25mm | 63*32mm | 63*40mm | 63*50mm | 75*40mm | 75*50mm | 75*63mm
|  |  | 71 | 96 | 119 | 120 | 120 | 120 | 239 | 244 | 246
|  | गोटा | 90*50mm | 90*63mm | 90*75mm | 110*75mm | 110*90mm | - | - | - | -
|  |  | 454 | 487 | 573 | 803 | 893 | - | - | - | -
23 | सामाग्रीको विवरण |  | 25*20*25 | 32*20*32 | 32*25*32 | 40*20*40 | 40*25*40 | 40*32*40 | 50*20*50 | 50*25*50 | 50*32*50
| Reducing Tee | गोटा | 29 | 43 | 43 | 61 | 69 | 74 | 126 | 129 | 138
|  | गोटा | 50*40*50 | 63*20*63 | 63*25*63 | 63*32*63 | 63*40*63 | 63*50*63 | 75*50*75 | 75*63*75 | 90*63*90
|  |  | 143 | 187 | 208 | 215 | 220 | 227 | 550 | 552 | 907
|  |  | 90*75*90 | 110*75*110 | 110*90*110 | - | - | - | - | - | -
|  | गोटा | 1003 | 1624 | 1672 | - | - | - | - | - | -
| सामाग्रीको विवरण |  | 20*1/2" | 20*3/4" | 25*1/2" | 25*3/4" | 32*1/2" | 32*3/4" | 32*1" | 40*11/4" | 50*11/2"
24 | Female coupling | गोटा | 105 | 124 | 138 | 140 | 119 | 127 | 300 | 519 | 672
|  |  | 901 | 2675 | - | - | - | - | - | - | -
25 | Male coupling | गोटा | 20*1/2" | 20*3/4" | 25*1/2" | 25*3/4" | 32*1/2" | 32*3/4" | 32*1" | 40*11/4" | 50*11/2"
|  |  | 129 | 136 | 157 | 181 | 163 | 174 | 350 | 591 | 891
|  | गोटा | 63*2" | 75*21/2" | - | - | - | - | - | - | -
|  |  | 1176 | 2923 | - | - | - | - | - | - | -
26 | Female union | गोटा | 20*1/2" | 20*3/4" | 25*1/2" | 25*3/4" | 32*1/2" | 32*3/4" | 32*1" | 40*11/4" | 50*11/2"
|  |  | 281 |  | - | 364 | - | - | 589 | 812 | 1388
|  | गोटा | 63*2" | 75*21/2" | - | - | - | - | - | - | -
|  |  | 2531 |  | - | - | - | - | - | - | -
27 | Male union | गोटा | 20*1/2" | 20*3/4" | 25*1/2" | 25*3/4" | 32*1/2" | 32*3/4" | 32*1" | 40*11/4" | 50*11/2"
|  |  | 292 |  | - | 419 | - | - | 615 | 1108 | 1431
|  | गोटा | 63*2" | 75*21/2" | - | - | - | - | - | - | -
|  |  | 3821 |  | - | - | - | - | - | - | -
| सामाग्रीको विवरण |  | 20*1/2" | 20*3/4" | 25*1/2" | 25*3/4" | 32*1/2" | 32*3/4" | 32*1" | 40*11/4" | 50*11/2"
28 | Metal Ball Valve double | गोटा | 621 | 910 | 1123 | 3198 | 4394 | - | -
29 | Metal Ball Valve Single | गोटा | 573 | 917 | 1266 | - | - | - | - | - | -
30 | Female Elbow: | गोटा | 109 | - | 178 | 146 | 195 | 229 | 321 | - | -
31 | Male Elbow | गोटा | 133 | - | 146 | 179 | 301 | 239 | 396 | - | -
32 | Female Tee | गोटा | 112 | - | 146 | 170 | 167 | 219 | 381 | - | -
33 | Male Tee | गोटा | 138 | - | 146 | 174 | 211 | 219 | 381 | - | -
34 | Female Base Elbow | गोटा | 148 | - | 182 | 179 | - | - | - | - | -
35 | Male Base Elbow | गोटा | 151 | - | 186 | 186 | - | - | - | - | -

## uPVC Fittings
७.४. U-PVC SWR फिटिङ्गस
सि.नं. | विवरण | इकाइ | साइज |  |  |  | कैफियत
|  |  | 50mm | 75mm | 110mm | 160mm
1 | Coupler | Pc | 34 | 83 | 141 | 377
2 | Bend 87.5º | Pc | 51 | 120 | 221 | 500
3 | Bend 45º | Pc | 49 | 96 | 175 | 530
4 | Single Tee | Pc | 75 | 162 | 308 | 683
5 | Pipe Clip | Pc | 16 | 31 | 41 | 79
6 | Bend 87.5º with Door | Pc | - | 153 | 267 | 774
7 | Single Tee with Door | Pc | - | 219 | 407 | 1023
8 | Double Tee | Pc | - | 356 | 563 | -
9 | Double Tee with Door | Pc | - | 473 | 732 | -
10 | Vent Cowl | Pc | - | 58 | 97 | -
11 | Socket Plug | Pc | - | 73 | 119 | -
12 | Single 'Y' | Pc | - | 208 | 401 | -
13 | Single 'Y' with Door | Pc | - | 254 | 484 | -
14 | Double 'Y' | Pc | - | 280 | 552 | -
15 | Double 'Y' with Door | Pc | - | 358 | 578 | -
16 | Cleaning pipe | Pc | - | 163 | 314 | -
17 | Reducer 160*110mm | Pc | - | - |  | 365
18 | Reducer 110*75mm | Pc | - | - | 145 | -
19 | Reducer 75*50mm | Pc | - | 77 |  | -
20 | P' Trap 125*110mm | Pc | - | - | 596 | -
21 | P' Trap 110*110mm | Pc | - | - | 558 | -
22 | P' Trap 75*75mm | Pc | - | 214 |  | -
23 | Multi floor Trap 110*75mm | Pc | - | - | 310 | -
24 | Nahani Trap 110*75mm | Pc | - | - | 282 | -
25 | W.C. Connector (Bent type) | Pc | - | - | 421 | -
26 | Square Tile with Jali | Pc | - | - | 93 | -
27 | Round Jali | Pc | - | - | 42 | -
28 | End Cap (50mm) | Pc | 27 | - |  | -

## Khanepani fittings
७.५. खानेपानी सम्बन्धी फिटिङ्स
qm=;+= | lgdf{)f ;fdu¦Lsf] ljj/)f | OsfO{ | cf=a= 062÷063 | cf=a= 2066÷67 | cf=a= 2067÷68 | cf=a= 2068÷69 | cf=a= 2074÷75 | cf=a= 2075÷76 | cf=a= 2076÷77 sf] :jLs[t b/ /]^ | cf=a= 2077÷78 sf] :jLs[t b/ /]^ | cf=a= 2078÷79 sf] :jLs[t b/ /]^ | cf=a= 2079÷80 sf] :jLs[t b/ /]^ | आ.व. २०८०/०८१ को दररेट | आ.व. २०८१/०८२ को दररेट | आ.व. २०८२/०८३ को दररेट | आ.व. २०८३/०८४ को दररेट | s}lkmot
1 | kfO{k lkml^ª\; PgP;
1.01 | 15 ld=ld=kh=Pd=jf; km]/f]n | k¦lt uf]^f |  |  |  |  | 850 | 850 | 850 | 850 | 850 | 935 | 935 | 935 | 935 | 935
1.02 | 20 ld=ld=Aof; lh=Pd=a¦f; km]/f]n | k¦lt uf]^f |  |  |  |  | 2520 | 2520 | 2520 | 2520 | 2520 | 2772 | 2772 | 2772 | 2772 | 2772
1.03 | 25 ld=ld=Aof; lh=Pd=a¦f; km]/f]n | k¦lt uf]^f |  |  |  |  | 4500 | 4500 | 4500 | 4500 | 4500 | 4950 | 4950 | 4950 | 4950 | 4950
1.04 | 15 ld=ld=lh=Pd=Nkmf] /]u'n]l^ª km]/f]n | k¦lt uf]^f |  |  |  |  | 1050 | 1050 | 1050 | 1050 | 1050 | 1155 | 1155 | 1155 | 1155 | 1155
1.05 | 15 ld=ld= lkQnsf] wf/f 400 u}fdsf] | k¦lt uf]^f |  |  |  |  | 575 | 575 | 575 | 575 | 575 | 632.5 | 632.5 | 632.5 | 632.5 | 632.5
2 | lh=cfO{= ;s]^ NS Mark (ISI Heavy)
2.01 | 15 ld=ld= Aof; | k¦lt uf]^f |  |  |  |  | 41 | 41 | 41 | 41 | 41 | 45.1 | 45.1 | 45.1 | 45.1 | 45.1
2.02 | 20 ld=ld= Aof; | k¦lt uf]^f |  |  |  |  | 64 | 64 | 64 | 64 | 64 | 70.4 | 70.4 | 70.4 | 70.4 | 70.4
2.03 | 25 ld=ld= Aof; | k¦lt uf]^f |  |  |  |  | 82 | 82 | 82 | 82 | 82 | 90.2 | 90.2 | 90.2 | 90.2 | 90.2
2.04 | 32 ld=ld= Aof; | k¦lt uf]^f |  |  |  |  | 129 | 129 | 129 | 129 | 129 | 141.9 | 141.9 | 141.9 | 141.9 | 141.9
2.05 | 40 ld=ld= Aof; | k¦lt uf]^f |  |  |  |  | 173 | 173 | 173 | 173 | 173 | 190.3 | 190.3 | 190.3 | 190.3 | 190.3
2.06 | 50 ld=ld= Aof; | k¦lt uf]^f |  |  |  |  | 268 | 268 | 268 | 268 | 268 | 294.8 | 294.8 | 294.8 | 294.8 | 294.8
2.07 | 65 ld=ld= Aof; | k¦lt uf]^f |  |  |  |  | 375 | 375 | 375 | 375 | 375 | 412.5 | 412.5 | 412.5 | 412.5 | 412.5
2.08 | 80 ld=ld= Aof; | k¦lt uf]^f |  |  |  |  | 600 | 600 | 600 | 600 | 600 | 660 | 660 | 660 | 660 | 660
2.09 | 100 ld=ld= Aof; | k¦lt uf]^f |  |  |  |  | 950 | 950 | 950 | 950 | 950 | 1045 | 1045 | 1045 | 1045 | 1045
3 | lh=cfO{= Pnaf] NS Mark (ISI Heavy)
3.01 | 15 ld=ld= Aof; | k¦lt uf]^f |  |  |  |  | 45 | 45 | 45 | 45 | 45 | 49.5 | 49.5 | 49.5 | 49.5 | 49.5
3.02 | 20 ld=ld= Aof; | k¦lt uf]^f |  |  |  |  | 71 | 71 | 71 | 71 | 71 | 78.1 | 78.1 | 78.1 | 78.1 | 78.1
3.03 | 25 ld=ld= Aof; | k¦lt uf]^f |  |  |  |  | 113 | 113 | 113 | 113 | 113 | 124.3 | 124.3 | 124.3 | 124.3 | 124.3
3.04 | 32 ld=ld= Aof; | k¦lt uf]^f |  |  |  |  | 176 | 176 | 176 | 176 | 176 | 193.6 | 193.6 | 193.6 | 193.6 | 193.6
3.05 | 40 ld=ld= Aof; | k¦lt uf]^f |  |  |  |  | 242 | 242 | 242 | 242 | 242 | 266.2 | 266.2 | 266.2 | 266.2 | 266.2
3.06 | 50 ld=ld= Aof; | k¦lt uf]^f |  |  |  |  | 368 | 368 | 368 | 368 | 368 | 404.8 | 404.8 | 404.8 | 404.8 | 404.8
3.07 | 65 ld=ld= Aof; | k¦lt uf]^f |  |  |  |  | 685 | 685 | 685 | 685 | 685 | 753.5 | 753.5 | 753.5 | 753.5 | 753.5
3.08 | 80 ld=ld= Aof; | k¦lt uf]^f |  |  |  |  | 978 | 978 | 978 | 978 | 978 | 1075.8 | 1075.8 | 1075.8 | 1075.8 | 1075.8
3.09 | 100 ld=ld= Aof; | k¦lt uf]^f |  |  |  |  | 1753 | 1753 | 1753 | 1753 | 1753 | 1928.3 | 1928.3 | 1928.3 | 1928.3 | 1928.3
4 | lh=cfO{=^L -Pg=P;=383_
4.01 | 15 ld=ld= Aof; | k¦lt uf]^f |  |  |  |  | 70 | 70 | 70 | 70 | 70 | 77 | 77 | 77 | 77 | 77
4.02 | 20 ld=ld= Aof; | k¦lt uf]^f |  |  |  |  | 110 | 110 | 110 | 110 | 110 | 121 | 121 | 121 | 121 | 121
4.03 | 25 ld=ld= Aof; | k¦lt uf]^f |  |  |  |  | 150 | 150 | 150 | 150 | 150 | 165 | 165 | 165 | 165 | 165
4.04 | 32 ld=ld= Aof; | k¦lt uf]^f |  |  |  |  | 240 | 240 | 240 | 240 | 240 | 264 | 264 | 264 | 264 | 264
4.05 | 40 ld=ld= Aof; | k¦lt uf]^f |  |  |  |  | 295 | 295 | 295 | 295 | 295 | 324.5 | 324.5 | 324.5 | 324.5 | 324.5
4.06 | 50 ld=ld= Aof; | k¦lt uf]^f |  |  |  |  | 460 | 460 | 460 | 460 | 460 | 506 | 506 | 506 | 506 | 506
4.07 | 65 ld=ld= Aof; | k¦lt uf]^f |  |  |  |  | 905 | 905 | 905 | 905 | 905 | 995.5 | 995.5 | 995.5 | 995.5 | 995.5
4.08 | 80 ld=ld= Aof; | k¦lt uf]^f |  |  |  |  | 1205 | 1205 | 1205 | 1205 | 1205 | 1325.5 | 1325.5 | 1325.5 | 1325.5 | 1325.5
4.09 | 100 ld=ld= Aof; | k¦lt uf]^f |  |  |  |  | 2053 | 2053 | 2053 | 2053 | 2053 | 2258.3 | 2258.3 | 2258.3 | 2258.3 | 2258.3
5 | lh=cfO{=o"lgog
5.01 | 15 ld=ld= Aof; | k¦lt uf]^f |  |  |  |  | 124 | 124 | 124 | 124 | 124 | 136.4 | 136.4 | 136.4 | 136.4 | 136.4
5.02 | 20 ld=ld= Aof; | k¦lt uf]^f |  |  |  |  | 173 | 173 | 173 | 173 | 173 | 190.3 | 190.3 | 190.3 | 190.3 | 190.3
5.03 | 25 ld=ld= Aof; | k¦lt uf]^f |  |  |  |  | 230 | 230 | 230 | 230 | 230 | 253 | 253 | 253 | 253 | 253
5.04 | 32 ld=ld= Aof; | k¦lt uf]^f |  |  |  |  | 345 | 345 | 345 | 345 | 345 | 379.5 | 379.5 | 379.5 | 379.5 | 379.5
5.05 | 40 ld=ld= Aof; | k¦lt uf]^f |  |  |  |  | 455 | 455 | 455 | 455 | 455 | 500.5 | 500.5 | 500.5 | 500.5 | 500.5
5.06 | 50 ld=ld= Aof; | k¦lt uf]^f |  |  |  |  | 630 | 630 | 630 | 630 | 630 | 693 | 693 | 693 | 693 | 693
5.07 | 65 ld=ld= Aof; | k¦lt uf]^f |  |  |  |  | 1230 | 1230 | 1230 | 1230 | 1230 | 1353 | 1353 | 1353 | 1353 | 1353
5.08 | 80 ld=ld= Aof; | k¦lt uf]^f |  |  |  |  | 1680 | 1680 | 1680 | 1680 | 1680 | 1848 | 1848 | 1848 | 1848 | 1848
5.09 | 100 ld=ld= Aof; | k¦lt uf]^f |  |  |  |  | 2308 | 2308 | 2308 | 2308 | 2308 | 2538.8 | 2538.8 | 2538.8 | 2538.8 | 2538.8
6 | lh=cfO{= O)*Sofk
6.01 | 15 ld=ld= Aof; | k¦lt uf]^f |  |  |  |  | 25 | 25 | 25 | 25 | 25 | 27.5 | 27.5 | 27.5 | 27.5 | 27.5
6.02 | 20 ld=ld= Aof; | k¦lt uf]^f |  |  |  |  | 40 | 40 | 40 | 40 | 40 | 44 | 44 | 44 | 44 | 44
6.03 | 25 ld=ld= Aof; | k¦lt uf]^f |  |  |  |  | 65 | 65 | 65 | 65 | 65 | 71.5 | 71.5 | 71.5 | 71.5 | 71.5
6.04 | 32 ld=ld= Aof; | k¦lt uf]^f |  |  |  |  | 80 | 80 | 80 | 80 | 80 | 88 | 88 | 88 | 88 | 88
6.05 | 40 ld=ld= Aof; | k¦lt uf]^f |  |  |  |  | 175 | 175 | 175 | 175 | 175 | 192.5 | 192.5 | 192.5 | 192.5 | 192.5
6.06 | 50 ld=ld= Aof; | k¦lt uf]^f |  |  |  |  | 250 | 250 | 250 | 250 | 250 | 275 | 275 | 275 | 275 | 275
7 | lh=cfO{= /]*';/ ^L
7.01 | 20 ld=ld= Aof; | k¦lt uf]^f |  |  |  |  | 120 | 120 | 120 | 120 | 120 | 132 | 132 | 132 | 132 | 132
7.02 | 25 ld=ld= Aof; | k¦lt uf]^f |  |  |  |  | 162 | 162 | 162 | 162 | 162 | 178.2 | 178.2 | 178.2 | 178.2 | 178.2
7.03 | 32 ld=ld= Aof; | k¦lt uf]^f |  |  |  |  | 148 | 148 | 148 | 148 | 148 | 162.8 | 162.8 | 162.8 | 162.8 | 162.8
7.04 | 40 ld=ld= Aof; | k¦lt uf]^f |  |  |  |  | 325 | 325 | 325 | 325 | 325 | 357.5 | 357.5 | 357.5 | 357.5 | 357.5
7.05 | 50 ld=ld= Aof; | k¦lt uf]^f |  |  |  |  | 517 | 517 | 517 | 517 | 517 | 568.7 | 568.7 | 568.7 | 568.7 | 568.7
7.06 | 65 ld=ld= Aof; | k¦lt uf]^f |  |  |  |  | 918 | 918 | 918 | 918 | 918 | 1009.8 | 1009.8 | 1009.8 | 1009.8 | 1009.8
7.07 | 80 ld=ld= Aof; | k¦lt uf]^f |  |  |  |  | 1450 | 1450 | 1450 | 1450 | 1450 | 1595 | 1595 | 1595 | 1595 | 1595
7.08 | 100 ld=ld= Aof; | k¦lt uf]^f |  |  |  |  | 2750 | 2750 | 2750 | 2750 | 2750 | 3025 | 3025 | 3025 | 3025 | 3025
8 | lh=cfO{= /]*';/ ;s]^
8.01 | 20 ld=ld= Aof; | k¦lt uf]^f |  |  |  |  | 64 | 64 | 64 | 64 | 64 | 70.4 | 70.4 | 70.4 | 70.4 | 70.4
8.02 | 25 ld=ld= Aof; | k¦lt uf]^f |  |  |  |  | 87 | 87 | 87 | 87 | 87 | 95.7 | 95.7 | 95.7 | 95.7 | 95.7
8.03 | 32 ld=ld= Aof; | k¦lt uf]^f |  |  |  |  | 134 | 134 | 134 | 134 | 134 | 147.4 | 147.4 | 147.4 | 147.4 | 147.4
8.04 | 40 ld=ld= Aof; | k¦lt uf]^f |  |  |  |  | 168 | 168 | 168 | 168 | 168 | 184.8 | 184.8 | 184.8 | 184.8 | 184.8
8.05 | 50 ld=ld= Aof; | k¦lt uf]^f |  |  |  |  | 280 | 280 | 280 | 280 | 280 | 308 | 308 | 308 | 308 | 308
8.06 | 65 ld=ld= Aof; | k¦lt uf]^f |  |  |  |  | 430 | 430 | 430 | 430 | 430 | 473 | 473 | 473 | 473 | 473
8.07 | 80 ld=ld= Aof; | k¦lt uf]^f |  |  |  |  | 675 | 675 | 675 | 675 | 675 | 742.5 | 742.5 | 742.5 | 742.5 | 742.5
8.08 | 100 ld=ld= Aof; | k¦lt uf]^f |  |  |  |  | 1020 | 1020 | 1020 | 1020 | 1020 | 1122 | 1122 | 1122 | 1122 | 1122
9 | lh=cfO{= /]*';/ PNaf]
9.01 | 20 ld=ld= Aof; | k¦lt uf]^f |  |  |  |  | 77 | 77 | 77 | 77 | 77 | 84.7 | 84.7 | 84.7 | 84.7 | 84.7
9.02 | 25 ld=ld= Aof; | k¦lt uf]^f |  |  |  |  | 120 | 120 | 120 | 120 | 120 | 132 | 132 | 132 | 132 | 132
9.03 | 32 ld=ld= Aof; | k¦lt uf]^f |  |  |  |  | 190 | 190 | 190 | 190 | 190 | 209 | 209 | 209 | 209 | 209
9.04 | 40 ld=ld= Aof; | k¦lt uf]^f |  |  |  |  | 255 | 255 | 255 | 255 | 255 | 280.5 | 280.5 | 280.5 | 280.5 | 280.5
9.05 | 50 ld=ld= Aof; | k¦lt uf]^f |  |  |  |  | 398 | 398 | 398 | 398 | 398 | 437.8 | 437.8 | 437.8 | 437.8 | 437.8
9.06 | 65 ld=ld= Aof; | k¦lt uf]^f |  |  |  |  | 705 | 705 | 705 | 705 | 705 | 775.5 | 775.5 | 775.5 | 775.5 | 775.5
9.07 | 80 ld=ld= Aof; | k¦lt uf]^f |  |  |  |  | 1005 | 1005 | 1005 | 1005 | 1005 | 1105.5 | 1105.5 | 1105.5 | 1105.5 | 1105.5
9.08 | 100 ld=ld= Aof; | k¦lt uf]^f |  |  |  |  | 1850 | 1850 | 1850 | 1850 | 1850 | 2035 | 2035 | 2035 | 2035 | 2035
10 | lh=cfO{=;^{ a])*
10.01 | 15 ld=ld=Aof; | k¦lt uf]^f |  |  |  |  | 130 | 130 | 130 | 130 | 130 | 143 | 143 | 143 | 143 | 143
10.02 | 20 ld=ld= Aof; | k¦lt uf]^f |  |  |  |  | 150 | 150 | 150 | 150 | 150 | 165 | 165 | 165 | 165 | 165
10.03 | 25 ld=ld= Aof; | k¦lt uf]^f |  |  |  |  | 190 | 190 | 190 | 190 | 190 | 209 | 209 | 209 | 209 | 209
10.04 | 32 ld=ld= Aof; | k¦lt uf]^f |  |  |  |  | 290 | 290 | 290 | 290 | 290 | 319 | 319 | 319 | 319 | 319
10.05 | 40 ld=ld= Aof; | k¦lt uf]^f |  |  |  |  | 400 | 400 | 400 | 400 | 400 | 440 | 440 | 440 | 440 | 440
10.06 | 50 ld=ld= Aof; | k¦lt uf]^f |  |  |  |  | 590 | 590 | 590 | 590 | 590 | 649 | 649 | 649 | 649 | 649
11 | lh=cfO{= lgKkn 2 O~r nfdf]
11.01 | 15 ld=ld= Aof; | k¦lt uf]^f |  |  |  |  | 22 | 22 | 22 | 22 | 22 | 24.2 | 24.2 | 24.2 | 24.2 | 24.2
11.02 | 20 ld=ld= Aof; | k¦lt uf]^f |  |  |  |  | 34 | 34 | 34 | 34 | 34 | 37.4 | 37.4 | 37.4 | 37.4 | 37.4
11.03 | 25 ld=ld= Aof; | k¦lt uf]^f |  |  |  |  | 44 | 44 | 44 | 44 | 44 | 48.4 | 48.4 | 48.4 | 48.4 | 48.4
11.04 | 32 ld=ld= Aof; | k¦lt uf]^f |  |  |  |  | 56.5 | 56.5 | 56.5 | 56.5 | 56.5 | 62.15 | 62.15 | 62.15 | 62.15 | 62.15
11.05 | 40 ld=ld= Aof; | k¦lt uf]^f |  |  |  |  | 70.5 | 70.5 | 70.5 | 70.5 | 70.5 | 77.55 | 77.55 | 77.55 | 77.55 | 77.55
12 | lh=cfO{= lgKkn 3 O~r nfdf]
12.01 | 15 ld=ld= Aof; | k¦lt uf]^f |  |  |  |  | 34 | 34 | 34 | 34 | 34 | 37.4 | 37.4 | 37.4 | 37.4 | 37.4
12.02 | 20 ld=ld= Aof; | k¦lt uf]^f |  |  |  |  | 47.25 | 47.25 | 47.25 | 47.25 | 47.25 | 51.975 | 51.975 | 51.975 | 51.975 | 51.975
12.03 | 25 ld=ld= Aof; | k¦lt uf]^f |  |  |  |  | 66.2 | 66.2 | 66.2 | 66.2 | 66.2 | 72.82 | 72.82 | 72.82 | 72.82 | 72.82
12.04 | 32 ld=ld= Aof; | k¦lt uf]^f |  |  |  |  | 85 | 85 | 85 | 85 | 85 | 93.5 | 93.5 | 93.5 | 93.5 | 93.5
12.05 | 40 ld=ld= Aof; | k¦lt uf]^f |  |  |  |  | 106 | 106 | 106 | 106 | 106 | 116.6 | 116.6 | 116.6 | 116.6 | 116.6
12.06 | 50 ld=ld= Aof; | k¦lt uf]^f |  |  |  |  | 134 | 134 | 134 | 134 | 134 | 147.4 | 147.4 | 147.4 | 147.4 | 147.4
12.07 | 65 ld=ld= Aof; | k¦lt uf]^f |  |  |  |  | 186 | 186 | 186 | 186 | 186 | 204.6 | 204.6 | 204.6 | 204.6 | 204.6
12.08 | 80 ld=ld= Aof; | k¦lt uf]^f |  |  |  |  | 220 | 220 | 220 | 220 | 220 | 242 | 242 | 242 | 242 | 242
13 | lh=cfO{= lgKkn 4 O~r nfdf]
13.01 | 15 ld=ld= Aof; | k¦lt uf]^f |  |  |  |  | 45 | 45 | 45 | 45 | 45 | 49.5 | 49.5 | 49.5 | 49.5 | 49.5
13.02 | 20 ld=ld= Aof; | k¦lt uf]^f |  |  |  |  | 63 | 63 | 63 | 63 | 63 | 69.3 | 69.3 | 69.3 | 69.3 | 69.3
13.03 | 25 ld=ld= Aof; | k¦lt uf]^f |  |  |  |  | 88.3 | 88.3 | 88.3 | 88.3 | 88.3 | 97.13 | 97.13 | 97.13 | 97.13 | 97.13
13.04 | 32 ld=ld= Aof; | k¦lt uf]^f |  |  |  |  | 113 | 113 | 113 | 113 | 113 | 124.3 | 124.3 | 124.3 | 124.3 | 124.3
13.05 | 40 ld=ld= Aof; | k¦lt uf]^f |  |  |  |  | 141.5 | 141.5 | 141.5 | 141.5 | 141.5 | 155.65 | 155.65 | 155.65 | 155.65 | 155.65
13.06 | 50 ld=ld= Aof; | k¦lt uf]^f |  |  |  |  | 179 | 179 | 179 | 179 | 179 | 196.9 | 196.9 | 196.9 | 196.9 | 196.9
13.07 | 65 ld=ld= Aof; | k¦lt uf]^f |  |  |  |  | 248 | 248 | 248 | 248 | 248 | 272.8 | 272.8 | 272.8 | 272.8 | 272.8
13.08 | 80 ld=ld= Aof; | k¦lt uf]^f |  |  |  |  | 204 | 204 | 204 | 204 | 204 | 224.4 | 224.4 | 224.4 | 224.4 | 224.4
13.09 | 100 ld=ld= Aof; | k¦lt uf]^f |  |  |  |  | 422 | 422 | 422 | 422 | 422 | 464.2 | 464.2 | 464.2 | 464.2 | 464.2
13.1 | 125 ld=ld= aof; | k¦lt uf]^f |  |  |  |  | 643.5 | 643.5 | 643.5 | 643.5 | 643.5 | 707.85 | 707.85 | 707.85 | 707.85 | 707.85
13.11 | 150 ld=ld= Aof; | k¦lt uf]^f |  |  |  |  | 763 | 763 | 763 | 763 | 763 | 839.3 | 839.3 | 839.3 | 839.3 | 839.3
14 | lh=cfO{= lgKkn 6 O~r nfdf]
14.01 | 15 ld=ld= Aof; | k¦lt uf]^f |  |  |  |  | 68.25 | 68.25 | 68.25 | 68.25 | 68.25 | 75.075 | 75.075 | 75.075 | 75.075 | 75.075
14.02 | 20 ld=ld= Aof; | k¦lt uf]^f |  |  |  |  | 94.4 | 94.4 | 94.4 | 94.4 | 94.4 | 103.84 | 103.84 | 103.84 | 103.84 | 103.84
14.03 | 25 ld=ld= Aof; | k¦lt uf]^f |  |  |  |  | 132.35 | 132.35 | 132.35 | 132.35 | 132.35 | 145.585 | 145.585 | 145.585 | 145.585 | 145.585
14.04 | 32 ld=ld= Aof; | k¦lt uf]^f |  |  |  |  | 169.8 | 169.8 | 169.8 | 169.8 | 169.8 | 186.78 | 186.78 | 186.78 | 186.78 | 186.78
14.05 | 40 ld=ld= Aof; | k¦lt uf]^f |  |  |  |  | 121.5 | 121.5 | 121.5 | 121.5 | 121.5 | 133.65 | 133.65 | 133.65 | 133.65 | 133.65
14.06 | 50 ld=ld= Aof; | k¦lt uf]^f |  |  |  |  | 268.5 | 268.5 | 268.5 | 268.5 | 268.5 | 295.35 | 295.35 | 295.35 | 295.35 | 295.35
14.07 | 65 ld=ld= Aof; | k¦lt uf]^f |  |  |  |  | 373.2 | 373.2 | 373.2 | 373.2 | 373.2 | 410.52 | 410.52 | 410.52 | 410.52 | 410.52
14.08 | 80 ld=ld= Aof; | k¦lt uf]^f |  |  |  |  | 438.5 | 438.5 | 438.5 | 438.5 | 438.5 | 482.35 | 482.35 | 482.35 | 482.35 | 482.35
14.09 | 100 ld=ld= Aof; | k¦lt uf]^f |  |  |  |  | 632.8 | 632.8 | 632.8 | 632.8 | 632.8 | 696.08 | 696.08 | 696.08 | 696.08 | 696.08
14.1 | 125 ld=ld= aof; | k¦lt uf]^f |  |  |  |  | 965.4 | 965.4 | 965.4 | 965.4 | 965.4 | 1061.94 | 1061.94 | 1061.94 | 1061.94 | 1061.94
14.11 | 150 ld=ld= Aof; | k¦lt uf]^f |  |  |  |  | 1145.75 | 1145.75 | 1145.75 | 1145.75 | 1145.75 | 1260.325 | 1260.325 | 1260.325 | 1260.325 | 1260.325
15 | lh=cfO{= lgKkn 9 O~r nfdf]
15.01 | 15 ld=ld= Aof; | k¦lt uf]^f |  |  |  |  | 102.3 | 102.3 | 102.3 | 102.3 | 102.3 | 112.53 | 112.53 | 112.53 | 112.53 | 112.53
15.02 | 20 ld=ld= Aof; | k¦lt uf]^f |  |  |  |  | 141.7 | 141.7 | 141.7 | 141.7 | 141.7 | 155.87 | 155.87 | 155.87 | 155.87 | 155.87
15.03 | 25 ld=ld= Aof; | k¦lt uf]^f |  |  |  |  | 198.6 | 198.6 | 198.6 | 198.6 | 198.6 | 218.46 | 218.46 | 218.46 | 218.46 | 218.46
15.04 | 32 ld=ld= Aof; | k¦lt uf]^f |  |  |  |  | 254.7 | 254.7 | 254.7 | 254.7 | 254.7 | 280.17 | 280.17 | 280.17 | 280.17 | 280.17
15.05 | 40 ld=ld= Aof; | k¦lt uf]^f |  |  |  |  | 318.65 | 318.65 | 318.65 | 318.65 | 318.65 | 350.515 | 350.515 | 350.515 | 350.515 | 350.515
15.06 | 50 ld=ld= Aof; | k¦lt uf]^f |  |  |  |  | 402.75 | 402.75 | 402.75 | 402.75 | 402.75 | 443.025 | 443.025 | 443.025 | 443.025 | 443.025
15.07 | 65 ld=ld= Aof; | k¦lt uf]^f |  |  |  |  | 559.8 | 559.8 | 559.8 | 559.8 | 559.8 | 615.78 | 615.78 | 615.78 | 615.78 | 615.78
15.08 | 80 ld=ld= Aof; | k¦lt uf]^f |  |  |  |  | 657.8 | 657.8 | 657.8 | 657.8 | 657.8 | 723.58 | 723.58 | 723.58 | 723.58 | 723.58
15.09 | 100 ld=ld= Aof; | k¦lt uf]^f |  |  |  |  | 949.2 | 949.2 | 949.2 | 949.2 | 949.2 | 1044.12 | 1044.12 | 1044.12 | 1044.12 | 1044.12
15.1 | 125 ld=ld= aof; | k¦lt uf]^f |  |  |  |  | 1448 | 1448 | 1448 | 1448 | 1448 | 1592.8 | 1592.8 | 1592.8 | 1592.8 | 1592.8
15.11 | 150 ld=ld= Aof; | k¦lt uf]^f |  |  |  |  | 1718.5 | 1718.5 | 1718.5 | 1718.5 | 1718.5 | 1890.35 | 1890.35 | 1890.35 | 1890.35 | 1890.35
16 | lh=cfO{= lgKkn 12 O~r nfdf]
16.01 | 15 ld=ld= Aof; | k¦lt uf]^f |  |  |  |  | 136.3 | 136.3 | 136.3 | 136.3 | 136.3 | 149.93 | 149.93 | 149.93 | 149.93 | 149.93
16.02 | 20 ld=ld= Aof; | k¦lt uf]^f |  |  |  |  | 188.85 | 188.85 | 188.85 | 188.85 | 188.85 | 207.735 | 207.735 | 207.735 | 207.735 | 207.735
16.03 | 25 ld=ld= Aof; | k¦lt uf]^f |  |  |  |  | 264.75 | 264.75 | 264.75 | 264.75 | 264.75 | 291.225 | 291.225 | 291.225 | 291.225 | 291.225
16.04 | 32 ld=ld= Aof; | k¦lt uf]^f |  |  |  |  | 339.6 | 339.6 | 339.6 | 339.6 | 339.6 | 373.56 | 373.56 | 373.56 | 373.56 | 373.56
16.05 | 40 ld=ld= Aof; | k¦lt uf]^f |  |  |  |  | 424.8 | 424.8 | 424.8 | 424.8 | 424.8 | 467.28 | 467.28 | 467.28 | 467.28 | 467.28
16.06 | 50 ld=ld= Aof; | k¦lt uf]^f |  |  |  |  | 537 | 537 | 537 | 537 | 537 | 590.7 | 590.7 | 590.7 | 590.7 | 590.7
16.07 | 65 ld=ld= Aof; | k¦lt uf]^f |  |  |  |  | 746.35 | 746.35 | 746.35 | 746.35 | 746.35 | 820.985 | 820.985 | 820.985 | 820.985 | 820.985
16.08 | 80 ld=ld= Aof; | k¦lt uf]^f |  |  |  |  | 877.1 | 877.1 | 877.1 | 877.1 | 877.1 | 964.81 | 964.81 | 964.81 | 964.81 | 964.81
16.09 | 100 ld=ld= Aof; | k¦lt uf]^f |  |  |  |  | 1265.5 | 1265.5 | 1265.5 | 1265.5 | 1265.5 | 1392.05 | 1392.05 | 1392.05 | 1392.05 | 1392.05
16.1 | 125 ld=ld= aof; | k¦lt uf]^f |  |  |  |  | 1930.7 | 1930.7 | 1930.7 | 1930.7 | 1930.7 | 2123.77 | 2123.77 | 2123.77 | 2123.77 | 2123.77
16.11 | 150 ld=ld= Aof; | k¦lt uf]^f |  |  |  |  | 2291.4 | 2291.4 | 2291.4 | 2291.4 | 2291.4 | 2520.54 | 2520.54 | 2520.54 | 2520.54 | 2520.54
17 | lh=cfO{=Knu
17.01 | 15 ld=ld= Aof; | k¦lt uf]^f |  |  |  |  | 15 | 15 | 15 | 15 | 15 | 16.5 | 16.5 | 16.5 | 16.5 | 16.5
17.02 | 20 ld=ld= Aof; | k¦lt uf]^f |  |  |  |  | 25 | 25 | 25 | 25 | 25 | 27.5 | 27.5 | 27.5 | 27.5 | 27.5
17.03 | 25 ld=ld= Aof; | k¦lt uf]^f |  |  |  |  | 35 | 35 | 35 | 35 | 35 | 38.5 | 38.5 | 38.5 | 38.5 | 38.5
17.04 | 32 ld=ld= Aof; | k¦lt uf]^f |  |  |  |  | 50 | 50 | 50 | 50 | 50 | 55 | 55 | 55 | 55 | 55
17.05 | 40 ld=ld= Aof; | k¦lt uf]^f |  |  |  |  | 75 | 75 | 75 | 75 | 75 | 82.5 | 82.5 | 82.5 | 82.5 | 82.5
17.06 | 50 ld=ld= Aof; | k¦lt uf]^f |  |  |  |  | 120 | 120 | 120 | 120 | 120 | 132 | 132 | 132 | 132 | 132
17.07 | 65 ld=ld= Aof; | k¦lt uf]^f |  |  |  |  | 150 | 150 | 150 | 150 | 150 | 165 | 165 | 165 | 165 | 165
17.08 | 80 ld=ld= Aof; | k¦lt uf]^f |  |  |  |  | 220 | 220 | 220 | 220 | 220 | 242 | 242 | 242 | 242 | 242
17.09 | 100 ld=ld= Aof; | k¦lt uf]^f |  |  |  |  | 450 | 450 | 450 | 450 | 450 | 495 | 495 | 495 | 495 | 495
18 | ug d]^n u]^eNa
18.01 | 15 ld=ld= Aof; | k¦lt uf]^f |  |  |  |  | 900 | 900 | 900 | 900 | 900 | 990 | 990 | 990 | 990 | 990
18.02 | 20 ld=ld= Aof; | k¦lt uf]^f |  |  |  |  | 1275 | 1275 | 1275 | 1275 | 1275 | 1402.5 | 1402.5 | 1402.5 | 1402.5 | 1402.5
18.03 | 25 ld=ld= Aof; | k¦lt uf]^f |  |  |  |  | 1850 | 1850 | 1850 | 1850 | 1850 | 2035 | 2035 | 2035 | 2035 | 2035
18.04 | 32 ld=ld= Aof; | k¦lt uf]^f |  |  |  |  | 2550 | 2550 | 2550 | 2550 | 2550 | 2805 | 2805 | 2805 | 2805 | 2805
18.05 | 40 ld=ld= Aof; | k¦lt uf]^f |  |  |  |  | 4250 | 4250 | 4250 | 4250 | 4250 | 4675 | 4675 | 4675 | 4675 | 4675
18.06 | 50 ld=ld= Aof; | k¦lt uf]^f |  |  |  |  | 6300 | 6300 | 6300 | 6300 | 6300 | 6930 | 6930 | 6930 | 6930 | 6930
18.07 | 65 ld=ld= Aof; | k¦lt uf]^f |  |  |  |  | 13220 | 13220 | 13220 | 13220 | 13220 | 14542 | 14542 | 14542 | 14542 | 14542
18.08 | 80 ld=ld= Aof; | k¦lt uf]^f |  |  |  |  | 20615 | 20615 | 20615 | 20615 | 20615 | 22676.5 | 22676.5 | 22676.5 | 22676.5 | 22676.5
19 | ug d]^n Unf]a eNa
19.01 | 15 ld=ld= Aof; | k¦lt uf]^f |  |  |  |  | 850 | 850 | 850 | 850 | 850 | 935 | 935 | 935 | 935 | 935
19.02 | 20 ld=ld= Aof; | k¦lt uf]^f |  |  |  |  | 1200 | 1200 | 1200 | 1200 | 1200 | 1320 | 1320 | 1320 | 1320 | 1320
19.03 | 25 ld=ld= Aof; | k¦lt uf]^f |  |  |  |  | 1850 | 1850 | 1850 | 1850 | 1850 | 2035 | 2035 | 2035 | 2035 | 2035
19.04 | 100 ld=ld= Aof; | k¦lt uf]^f |  |  |  |  | 25500 | 25500 | 25500 | 25500 | 25500 | 28050 | 28050 | 28050 | 28050 | 28050
20 | ug d]^n Nkmf]^ eNa
20.01 | 15 ld=ld= Aof; | k¦lt uf]^f |  |  |  |  | 800 | 800 | 800 | 800 | 800 | 880 | 880 | 880 | 880 | 880
20.02 | 20 ld=ld= Aof; | k¦lt uf]^f |  |  |  |  | 1550 | 1550 | 1550 | 1550 | 1550 | 1705 | 1705 | 1705 | 1705 | 1705
20.03 | 25 ld=ld= Aof; | k¦lt uf]^f |  |  |  |  | 2550 | 2550 | 2550 | 2550 | 2550 | 2805 | 2805 | 2805 | 2805 | 2805
21 | l;=cfO{=Po/ eNa
21.01 | 15 ld=ld=Aof; | k¦lt uf]^f |  |  |  |  | 3850 | 3850 | 3850 | 3850 | 3850 | 4235 | 4235 | 4235 | 4235 | 4235
21.02 | 20 ld=ld=Aof; | k¦lt uf]^f |  |  |  |  | 4250 | 4250 | 4250 | 4250 | 4250 | 4675 | 4675 | 4675 | 4675 | 4675
22 | ug d]^n r]s eNa Horizontal Flow
22.01 | 15 ld=ld= Aof; | k¦lt uf]^f |  |  |  |  | 575 | 575 | 575 | 575 | 575 | 632.5 | 632.5 | 632.5 | 632.5 | 632.5
22.02 | 20 ld=ld= Aof; | k¦lt uf]^f |  |  |  |  | 900 | 900 | 900 | 900 | 900 | 990 | 990 | 990 | 990 | 990
22.03 | 25 ld=ld= Aof; | k¦lt uf]^f |  |  |  |  | 1550 | 1550 | 1550 | 1550 | 1550 | 1705 | 1705 | 1705 | 1705 | 1705
23 | ug d]^n r]s eNa Vertical Flow
23.01 | 15 ld=ld= Aof; | k¦lt uf]^f |  |  |  |  | 350 | 350 | 350 | 350 | 350 | 385 | 385 | 385 | 385 | 385
23.02 | 20 ld=ld= Aof; | k¦lt uf]^f |  |  |  |  | 450 | 450 | 450 | 450 | 450 | 495 | 495 | 495 | 495 | 495
23.03 | 25 ld=ld= Aof; | k¦lt uf]^f |  |  |  |  | 500 | 500 | 500 | 500 | 500 | 550 | 550 | 550 | 550 | 550
24 | lh=cfO{=÷lh=cfO{=Nkm]~h
24.01 | 32 ld=ld= Aof; | k¦lt uf]^f |  |  |  |  | 660 | 660 | 660 | 660 | 660 | 726 | 726 | 726 | 726 | 726
24.02 | 40 ld=ld= Aof; | k¦lt uf]^f |  |  |  |  | 880 | 880 | 880 | 880 | 880 | 968 | 968 | 968 | 968 | 968
24.03 | 50 ld=ld= Aof; | k¦lt uf]^f |  |  |  |  | 1375 | 1375 | 1375 | 1375 | 1375 | 1512.5 | 1512.5 | 1512.5 | 1512.5 | 1512.5
24.04 | 65 ld=ld= Aof; | k¦lt uf]^f |  |  |  |  | 1775 | 1775 | 1775 | 1775 | 1775 | 1952.5 | 1952.5 | 1952.5 | 1952.5 | 1952.5
24.05 | 80 ld=ld= Aof; | k¦lt uf]^f |  |  |  |  | 2350 | 2350 | 2350 | 2350 | 2350 | 2585 | 2585 | 2585 | 2585 | 2585
24.06 | 100 ld=ld= Aof; | k¦lt uf]^f |  |  |  |  | 2720 | 2720 | 2720 | 2720 | 2720 | 2992 | 2992 | 2992 | 2992 | 2992
25 | lh=cfO{=÷Pr=*L=kL=Nkm]~h
25.01 | 50 ld=ld= Aof; | [5 empty] | 1280 | 1280 | 1280 | 1280 | 1280 | 1408 | 1408 | 1408 | 1408 | 1408
25.02 | 65ld=ld Aof; | Kf¦¦lt uf]^f |  |  |  |  | 1980 | 1980 | 1980 | 1980 | 1980 | 2178 | 2178 | 2178 | 2178 | 2178
25.03 | 80ld=ld Aof; | Kf¦¦lt uf]^f |  |  |  |  | 2420 | 2420 | 2420 | 2420 | 2420 | 2662 | 2662 | 2662 | 2662 | 2662
25.04 | 100 ld=ld= Aof; | Kf¦¦lt uf]^f |  |  |  |  | 2775 | 2775 | 2775 | 2775 | 2775 | 3052.5 | 3052.5 | 3052.5 | 3052.5 | 3052.5
26 | Pr=*L=kL=÷Pr=*L=kL=Nkm]~h
26.01 | 40 ld=ld= Aof; | Kf¦¦lt uf]^f |  |  |  |  | 1540 | 1540 | 1540 | 1540 | 1540 | 1694 | 1694 | 1694 | 1694 | 1694
26.02 | 50 ld=ld= Aof; | Kf¦¦lt uf]^f |  |  |  |  | 1650 | 1650 | 1650 | 1650 | 1650 | 1815 | 1815 | 1815 | 1815 | 1815
26.03 | 63 ld=ld=Jof;\ | Kf¦¦lt uf]^f |  |  |  |  | 1760 | 1760 | 1760 | 1760 | 1760 | 1936 | 1936 | 1936 | 1936 | 1936
26.04 | 75 ld=ld=Aof; | Kf¦¦lt uf]^f |  |  |  |  | 2475 | 2475 | 2475 | 2475 | 2475 | 2722.5 | 2722.5 | 2722.5 | 2722.5 | 2722.5
26.05 | 80 ld=ld= Aof; | Kf¦¦lt uf]^f | [10 empty] | 0 | 0 | 0 | 0
26.06 | 110 ld=ld=Jof; | Kf¦¦lt uf]^f |  |  |  |  | 2728 | 2728 | 2728 | 2728 | 2728 | 3000.8 | 3000.8 | 3000.8 | 3000.8 | 3000.8
27 | jf; o'lgog P*]K^/ ;d]t
27.01 | 15 ld=ld=Aof; | Kf¦¦lt uf]^f |  |  |  |  | 300 | 300 | 300 | 300 | 300 | 330 | 330 | 330 | 330 | 330
27.02 | 20 ld=ld=Aof; | Kf¦¦lt uf]^f |  |  |  |  | 450 | 450 | 450 | 450 | 450 | 495 | 495 | 495 | 495 | 495
27.03 | 25 ld=ld=Aof; | Kf¦¦lt uf]^f |  |  |  |  | 750 | 750 | 750 | 750 | 750 | 825 | 825 | 825 | 825 | 825
27.04 | 32 ld=ld=Aof; | Kf¦¦lt uf]^f |  |  |  |  | 1250 | 1250 | 1250 | 1250 | 1250 | 1375 | 1375 | 1375 | 1375 | 1375
27.05 | 40 ld=ld=Aof; | Kf¦¦lt uf]^f |  |  |  |  | 1750 | 1750 | 1750 | 1750 | 1750 | 1925 | 1925 | 1925 | 1925 | 1925
27.06 | 50 ld=ld=Aof; | Kf¦¦lt uf]^f |  |  |  |  | 2350 | 2350 | 2350 | 2350 | 2350 | 2585 | 2585 | 2585 | 2585 | 2585
27.07 | 65 ld=ld= Aof; | Kf¦¦lt uf]^f |  |  |  |  | 5500 | 5500 | 5500 | 5500 | 5500 | 6050 | 6050 | 6050 | 6050 | 6050
28 | :of*n km]/f]n
28.01 | 40ldld= :of*n km]/f]n 11/2x1/2* PVC | Kf¦¦lt uf]^f |  |  |  |  | 250 | 250 | 250 | 250 | 250 | 275 | 275 | 275 | 275 | 275
28.02 | 50ldld= :of*n km]/f]n 2x1/2* PVC | Kf¦¦lt uf]^f |  |  |  |  | 250 | 250 | 250 | 250 | 250 | 275 | 275 | 275 | 275 | 275
28.03 | 65ldld= :of*n km]/f]n 21/2x1/2* PVC | Kf¦¦lt uf]^f |  |  |  |  | 275 | 275 | 275 | 275 | 275 | 302.5 | 302.5 | 302.5 | 302.5 | 302.5
28.04 | 80ldld= :of*n km]/f]n 3x1/2* PVC | Kf¦¦lt uf]^f |  |  |  |  | 350 | 350 | 350 | 350 | 350 | 385 | 385 | 385 | 385 | 385
28.05 | 100ldld= :of*n km]/f]n 4x1/2* PVC | Kf¦¦lt uf]^f |  |  |  |  | 400 | 400 | 400 | 400 | 400 | 440 | 440 | 440 | 440 | 440
29 | जि.आई.स्याडल (एम.एस. विथ जि.आइ. निप्पल)
29.01 | 50mmx32mm | k¦lt uf]^f |  |  |  |  | 936 | 936 | 936 | 936 | 936 | 1029.6 | 1029.6 | 1029.6 | 1029.6 | 1029.6
29.02 | 50mmx40mm | k¦lt uf]^f |  |  |  |  | 1120 | 1120 | 1120 | 1120 | 1120 | 1232 | 1232 | 1232 | 1232 | 1232
29.03 | 63mmx32mm | k¦lt uf]^f |  |  |  |  | 984 | 984 | 984 | 984 | 984 | 1082.4 | 1082.4 | 1082.4 | 1082.4 | 1082.4
29.04 | 63mmx40mm | k¦lt uf]^f |  |  |  |  | 1170 | 1170 | 1170 | 1170 | 1170 | 1287 | 1287 | 1287 | 1287 | 1287
29.05 | 63mmx50mm | k¦lt uf]^f |  |  |  |  | 1300 | 1300 | 1300 | 1300 | 1300 | 1430 | 1430 | 1430 | 1430 | 1430
29.06 | 75mmx32mm | k¦lt uf]^f |  |  |  |  | 1012 | 1012 | 1012 | 1012 | 1012 | 1113.2 | 1113.2 | 1113.2 | 1113.2 | 1113.2
29.07 | 75mmx40mm | k¦lt uf]^f |  |  |  |  | 1196 | 1196 | 1196 | 1196 | 1196 | 1315.6 | 1315.6 | 1315.6 | 1315.6 | 1315.6
29.08 | 75mmx50mm | k¦lt uf]^f |  |  |  |  | 1328 | 1328 | 1328 | 1328 | 1328 | 1460.8 | 1460.8 | 1460.8 | 1460.8 | 1460.8
29.09 | 75mmx63mm | k¦lt uf]^f |  |  |  |  | 1508 | 1508 | 1508 | 1508 | 1508 | 1658.8 | 1658.8 | 1658.8 | 1658.8 | 1658.8
29.1 | 90mmx32mm | k¦lt uf]^f |  |  |  |  | 1344 | 1344 | 1344 | 1344 | 1344 | 1478.4 | 1478.4 | 1478.4 | 1478.4 | 1478.4
29.11 | 90mmx40mm | k¦lt uf]^f |  |  |  |  | 1528 | 1528 | 1528 | 1528 | 1528 | 1680.8 | 1680.8 | 1680.8 | 1680.8 | 1680.8
29.12 | 90mmx50mm | k¦lt uf]^f |  |  |  |  | 1660 | 1660 | 1660 | 1660 | 1660 | 1826 | 1826 | 1826 | 1826 | 1826
29.13 | 90mmx63mm | k¦lt uf]^f |  |  |  |  | 1840 | 1840 | 1840 | 1840 | 1840 | 2024 | 2024 | 2024 | 2024 | 2024
29.14 | 90mmx75mm | k¦lt uf]^f |  |  |  |  | 2208 | 2208 | 2208 | 2208 | 2208 | 2428.8 | 2428.8 | 2428.8 | 2428.8 | 2428.8
29.15 | 110mmx32mm | k¦lt uf]^f |  |  |  |  | 1456 | 1456 | 1456 | 1456 | 1456 | 1601.6 | 1601.6 | 1601.6 | 1601.6 | 1601.6
29.16 | 110mmx40mm | k¦lt uf]^f |  |  |  |  | 1640 | 1640 | 1640 | 1640 | 1640 | 1804 | 1804 | 1804 | 1804 | 1804
29.17 | 110mmx50mm | k¦lt uf]^f |  |  |  |  | 1772 | 1772 | 1772 | 1772 | 1772 | 1949.2 | 1949.2 | 1949.2 | 1949.2 | 1949.2
29.18 | 110mmx63mm | k¦lt uf]^f |  |  |  |  | 1992 | 1992 | 1992 | 1992 | 1992 | 2191.2 | 2191.2 | 2191.2 | 2191.2 | 2191.2
29.19 | 110mmx75mm | k¦lt uf]^f |  |  |  |  | 2320 | 2320 | 2320 | 2320 | 2320 | 2552 | 2552 | 2552 | 2552 | 2552
29.2 | 110mmx90mm | k¦lt uf]^f |  |  |  |  | 2462 | 2462 | 2462 | 2462 | 2462 | 2708.2 | 2708.2 | 2708.2 | 2708.2 | 2708.2
29.21 | 125mmx32mm | k¦lt uf]^f |  |  |  |  | 1540 | 1540 | 1540 | 1540 | 1540 | 1694 | 1694 | 1694 | 1694 | 1694
29.22 | 125mmx40mm | k¦lt uf]^f |  |  |  |  | 1724 | 1724 | 1724 | 1724 | 1724 | 1896.4 | 1896.4 | 1896.4 | 1896.4 | 1896.4
29.23 | 125mmx50mm | k¦lt uf]^f |  |  |  |  | 1856 | 1856 | 1856 | 1856 | 1856 | 2041.6 | 2041.6 | 2041.6 | 2041.6 | 2041.6
29.24 | 125mmx63mm | k¦lt uf]^f |  |  |  |  | 2036 | 2036 | 2036 | 2036 | 2036 | 2239.6 | 2239.6 | 2239.6 | 2239.6 | 2239.6
29.25 | 125mmx75mm | k¦lt uf]^f |  |  |  |  | 2404 | 2404 | 2404 | 2404 | 2404 | 2644.4 | 2644.4 | 2644.4 | 2644.4 | 2644.4
29.26 | 125mmx90mm | k¦lt uf]^f |  |  |  |  | 2656 | 2656 | 2656 | 2656 | 2656 | 2921.6 | 2921.6 | 2921.6 | 2921.6 | 2921.6
29.27 | 125mmx110mm | k¦lt uf]^f |  |  |  |  | 3304 | 3304 | 3304 | 3304 | 3304 | 3634.4 | 3634.4 | 3634.4 | 3634.4 | 3634.4
29.28 | 140mmx32mm | k¦lt uf]^f |  |  |  |  | 1644 | 1644 | 1644 | 1644 | 1644 | 1808.4 | 1808.4 | 1808.4 | 1808.4 | 1808.4
29.29 | 140mmx40mm | k¦lt uf]^f |  |  |  |  | 1828 | 1828 | 1828 | 1828 | 1828 | 2010.8 | 2010.8 | 2010.8 | 2010.8 | 2010.8
29.3 | 140mmx50mm | k¦lt uf]^f |  |  |  |  | 1960 | 1960 | 1960 | 1960 | 1960 | 2156 | 2156 | 2156 | 2156 | 2156
29.31 | 140mmx63mm | k¦lt uf]^f |  |  |  |  | 2140 | 2140 | 2140 | 2140 | 2140 | 2354 | 2354 | 2354 | 2354 | 2354
29.32 | 140mmx75mm | k¦lt uf]^f |  |  |  |  | 2508 | 2508 | 2508 | 2508 | 2508 | 2758.8 | 2758.8 | 2758.8 | 2758.8 | 2758.8
29.33 | 140mmx90mm | k¦lt uf]^f |  |  |  |  | 2760 | 2760 | 2760 | 2760 | 2760 | 3036 | 3036 | 3036 | 3036 | 3036
29.34 | 140mmx110mm | k¦lt uf]^f |  |  |  |  | 3408 | 3408 | 3408 | 3408 | 3408 | 3748.8 | 3748.8 | 3748.8 | 3748.8 | 3748.8
29.35 | 160mmx32mm | k¦lt uf]^f |  |  |  |  | 1748 | 1748 | 1748 | 1748 | 1748 | 1922.8 | 1922.8 | 1922.8 | 1922.8 | 1922.8
29.36 | 160mmx40mm | k¦lt uf]^f |  |  |  |  | 1932 | 1932 | 1932 | 1932 | 1932 | 2125.2 | 2125.2 | 2125.2 | 2125.2 | 2125.2
29.37 | 160mmx50mm | k¦lt uf]^f |  |  |  |  | 2064 | 2064 | 2064 | 2064 | 2064 | 2270.4 | 2270.4 | 2270.4 | 2270.4 | 2270.4
29.38 | 160mmx63mm | k¦lt uf]^f |  |  |  |  | 2244 | 2244 | 2244 | 2244 | 2244 | 2468.4 | 2468.4 | 2468.4 | 2468.4 | 2468.4
29.39 | 160mmx75mm | k¦lt uf]^f |  |  |  |  | 2612 | 2612 | 2612 | 2612 | 2612 | 2873.2 | 2873.2 | 2873.2 | 2873.2 | 2873.2
29.4 | 160mmx90mm | k¦lt uf]^f |  |  |  |  | 2864 | 2864 | 2864 | 2864 | 2864 | 3150.4 | 3150.4 | 3150.4 | 3150.4 | 3150.4
29.41 | 160mmx110mm | k¦lt uf]^f |  |  |  |  | 3512 | 3512 | 3512 | 3512 | 3512 | 3863.2 | 3863.2 | 3863.2 | 3863.2 | 3863.2
29.42 | 180mmx32mm | k¦lt uf]^f |  |  |  |  | 1884 | 1884 | 1884 | 1884 | 1884 | 2072.4 | 2072.4 | 2072.4 | 2072.4 | 2072.4
29.43 | 180mmx40mm | k¦lt uf]^f |  |  |  |  | 2068 | 2068 | 2068 | 2068 | 2068 | 2274.8 | 2274.8 | 2274.8 | 2274.8 | 2274.8
29.44 | 180mmx50mm | k¦lt uf]^f |  |  |  |  | 2200 | 2200 | 2200 | 2200 | 2200 | 2420 | 2420 | 2420 | 2420 | 2420
29.45 | 180mmx63mm | k¦lt uf]^f |  |  |  |  | 2380 | 2380 | 2380 | 2380 | 2380 | 2618 | 2618 | 2618 | 2618 | 2618
29.46 | 180mmx75mm | k¦lt uf]^f |  |  |  |  | 2748 | 2748 | 2748 | 2748 | 2748 | 3022.8 | 3022.8 | 3022.8 | 3022.8 | 3022.8
29.47 | 180mmx90mm | k¦lt uf]^f |  |  |  |  | 3000 | 3000 | 3000 | 3000 | 3000 | 3300 | 3300 | 3300 | 3300 | 3300
29.48 | 180mmx110mm | k¦lt uf]^f |  |  |  |  | 3658 | 3658 | 3658 | 3658 | 3658 | 4023.8 | 4023.8 | 4023.8 | 4023.8 | 4023.8
29.49 | 200mmx32mm | k¦lt uf]^f |  |  |  |  | 1964 | 1964 | 1964 | 1964 | 1964 | 2160.4 | 2160.4 | 2160.4 | 2160.4 | 2160.4
29.5 | 200mmx40mm | k¦lt uf]^f |  |  |  |  | 2168 | 2168 | 2168 | 2168 | 2168 | 2384.8 | 2384.8 | 2384.8 | 2384.8 | 2384.8
29.51 | 200mmx50mm | k¦lt uf]^f |  |  |  |  | 2300 | 2300 | 2300 | 2300 | 2300 | 2530 | 2530 | 2530 | 2530 | 2530
29.52 | 200mmx63mm | k¦lt uf]^f |  |  |  |  | 2400 | 2400 | 2400 | 2400 | 2400 | 2640 | 2640 | 2640 | 2640 | 2640
29.53 | 200mmx75mm | k¦lt uf]^f |  |  |  |  | 2848 | 2848 | 2848 | 2848 | 2848 | 3132.8 | 3132.8 | 3132.8 | 3132.8 | 3132.8
29.54 | 200mmx90mm | k¦lt uf]^f |  |  |  |  | 3100 | 3100 | 3100 | 3100 | 3100 | 3410 | 3410 | 3410 | 3410 | 3410
29.55 | 200mmx110mm | k¦lt uf]^f |  |  |  |  | 3748 | 3748 | 3748 | 3748 | 3748 | 4122.8 | 4122.8 | 4122.8 | 4122.8 | 4122.8
29.56 | 225mmx32mm | k¦lt uf]^f |  |  |  |  | 2128 | 2128 | 2128 | 2128 | 2128 | 2340.8 | 2340.8 | 2340.8 | 2340.8 | 2340.8
29.57 | 225mmx40mm | k¦lt uf]^f |  |  |  |  | 2310 | 2310 | 2310 | 2310 | 2310 | 2541 | 2541 | 2541 | 2541 | 2541
29.58 | 225mmx50mm | k¦lt uf]^f |  |  |  |  | 2444 | 2444 | 2444 | 2444 | 2444 | 2688.4 | 2688.4 | 2688.4 | 2688.4 | 2688.4
29.59 | 225mmx63mm | k¦lt uf]^f |  |  |  |  | 2624 | 2624 | 2624 | 2624 | 2624 | 2886.4 | 2886.4 | 2886.4 | 2886.4 | 2886.4
29.6 | 225mmx75mm | k¦lt uf]^f |  |  |  |  | 2992 | 2992 | 2992 | 2992 | 2992 | 3291.2 | 3291.2 | 3291.2 | 3291.2 | 3291.2
29.61 | 225mmx90mm | k¦lt uf]^f |  |  |  |  | 3240 | 3240 | 3240 | 3240 | 3240 | 3564 | 3564 | 3564 | 3564 | 3564
29.62 | 225mmx110mm | k¦lt uf]^f |  |  |  |  | 3892 | 3892 | 3892 | 3892 | 3892 | 4281.2 | 4281.2 | 4281.2 | 4281.2 | 4281.2
30 | ^+lssf] lgKkn
30.01 | 15ld=ld Aof; | k¦lt uf]^f |  |  |  |  | 112 | 112 | 112 | 112 | 112 | 123.2 | 123.2 | 123.2 | 123.2 | 123.2
30.02 | 20ld=ld Aof; | k¦lt uf]^f |  |  |  |  | 180 | 180 | 180 | 180 | 180 | 198 | 198 | 198 | 198 | 198
30.03 | 25ld=ld Aof; | k¦lt uf]^f |  |  |  |  | 275 | 275 | 275 | 275 | 275 | 302.5 | 302.5 | 302.5 | 302.5 | 302.5
30.04 | 32ld=ld Aof; | k¦lt uf]^f |  |  |  |  | 373 | 373 | 373 | 373 | 373 | 410.3 | 410.3 | 410.3 | 410.3 | 410.3
30.05 | 40ld=ld=Aof; | k¦lt uf]^f |  |  |  |  | 475 | 475 | 475 | 475 | 475 | 522.5 | 522.5 | 522.5 | 522.5 | 522.5
30.06 | 50 ld=ld=Aof; | k¦lt uf]^f |  |  |  |  | 850 | 850 | 850 | 850 | 850 | 935 | 935 | 935 | 935 | 935
31 | ug d]^n gg l/^g{ eNe
31.01 | 65ld=ld Aof; | k¦lt uf]^f |  |  |  |  | 15000 | 15000 | 15000 | 15000 | 15000 | 16500 | 16500 | 16500 | 16500 | 16500
31.02 | 80ld=ld Aof; | k¦lt uf]^f |  |  |  |  | 21750 | 21750 | 21750 | 21750 | 21750 | 23925 | 23925 | 23925 | 23925 | 23925
31.03 | 100ld=ld Aof; | k¦lt uf]^f |  |  |  |  | 26300 | 26300 | 26300 | 26300 | 26300 | 28930 | 28930 | 28930 | 28930 | 28930
31.04 | 125ld=ld Aof; | k¦lt uf]^f |  |  |  |  | 33375 | 33375 | 33375 | 33375 | 33375 | 36712.5 | 36712.5 | 36712.5 | 36712.5 | 36712.5
31.05 | 150ld=ld Aof; | k¦lt uf]^f |  |  |  |  | 37500 | 37500 | 37500 | 37500 | 37500 | 41250 | 41250 | 41250 | 41250 | 41250
32 | lj=lk=l^=sf] a¦f;sf] kmnf]^ eNe
32.01 | 15ld=ld Aof; | k¦lt uf]^f |  |  |  |  | 2750 | 2750 | 2750 | 2750 | 2750 | 3025 | 3025 | 3025 | 3025 | 3025
32.02 | 20ld=ld Aof; | k¦lt uf]^f |  |  |  |  | 3750 | 3750 | 3750 | 3750 | 3750 | 4125 | 4125 | 4125 | 4125 | 4125
32.03 | 25ld=ld Aof; | k¦lt uf]^f |  |  |  |  | 4500 | 4500 | 4500 | 4500 | 4500 | 4950 | 4950 | 4950 | 4950 | 4950
32.04 | 32ld=ld Aof; | k¦lt uf]^f |  |  |  |  | 9500 | 9500 | 9500 | 9500 | 9500 | 10450 | 10450 | 10450 | 10450 | 10450
32.05 | 40ld=ld=Aof; | k¦lt uf]^f |  |  |  |  | 13775 | 13775 | 13775 | 13775 | 13775 | 15152.5 | 15152.5 | 15152.5 | 15152.5 | 15152.5
32.06 | 50 ld=ld=Aof; | k¦lt uf]^f |  |  |  |  | 20575 | 20575 | 20575 | 20575 | 20575 | 22632.5 | 22632.5 | 22632.5 | 22632.5 | 22632.5
33 | kmnfdsf] ;]*n ;s]^ ;d]t
33.01 | 25ld=ld Aof; | k¦lt uf]^f |  |  |  |  | 300 | 300 | 300 | 300 | 300 | 330 | 330 | 330 | 330 | 330
33.02 | 32ld=ld Aof; | k¦lt uf]^f |  |  |  |  | 400 | 400 | 400 | 400 | 400 | 440 | 440 | 440 | 440 | 440
33.03 | 40ld=ld=Aof; | k¦lt uf]^f |  |  |  |  | 500 | 500 | 500 | 500 | 500 | 550 | 550 | 550 | 550 | 550
33.04 | 50ld=ld Aof; | k¦lt uf]^f |  |  |  |  | 650 | 650 | 650 | 650 | 650 | 715 | 715 | 715 | 715 | 715
33.05 | 65ld=ld Aof; | k¦lt uf]^f |  |  |  |  | 700 | 700 | 700 | 700 | 700 | 770 | 770 | 770 | 770 | 770
33.06 | 80ld=ld Aof; | k¦lt uf]^f |  |  |  |  | 750 | 750 | 750 | 750 | 750 | 825 | 825 | 825 | 825 | 825
34 | Stainiess Steel Easy Clamp
34.01 | 90mm | k¦lt uf]^f |  |  |  |  | 4000 | 4000 | 4000 | 4000 | 4000 | 4400 | 4400 | 4400 | 4400 | 4400
34.02 | 110mm | k¦lt uf]^f |  |  |  |  | 4400 | 4400 | 4400 | 4400 | 4400 | 4840 | 4840 | 4840 | 4840 | 4840
34.03 | 125mm | k¦lt uf]^f |  |  |  |  | 4800 | 4800 | 4800 | 4800 | 4800 | 5280 | 5280 | 5280 | 5280 | 5280
34.04 | 140mm | k¦lt uf]^f |  |  |  |  | 5200 | 5200 | 5200 | 5200 | 5200 | 5720 | 5720 | 5720 | 5720 | 5720
34.05 | 160mm | k¦lt uf]^f |  |  |  |  | 6400 | 6400 | 6400 | 6400 | 6400 | 7040 | 7040 | 7040 | 7040 | 7040
34.06 | 180mm | k¦lt uf]^f |  |  |  |  | 6800 | 6800 | 6800 | 6800 | 6800 | 7480 | 7480 | 7480 | 7480 | 7480
34.07 | 200mm | k¦lt uf]^f |  |  |  |  | 9500 | 9500 | 9500 | 9500 | 9500 | 10450 | 10450 | 10450 | 10450 | 10450
34.08 | 225mm | k¦lt uf]^f |  |  |  |  | 10500 | 10500 | 10500 | 10500 | 10500 | 11550 | 11550 | 11550 | 11550 | 11550
34.09 | 250mm | k¦lt uf]^f |  |  |  |  | 14500 | 14500 | 14500 | 14500 | 14500 | 15950 | 15950 | 15950 | 15950 | 15950
34.1 | 315mm | k¦lt uf]^f |  |  |  |  | 19000 | 19000 | 19000 | 19000 | 19000 | 20900 | 20900 | 20900 | 20900 | 20900
34.11 | 365mm | k¦lt uf]^f |  |  |  |  | 22600 | 22600 | 22600 | 22600 | 22600 | 24860 | 24860 | 24860 | 24860 | 24860
35 | HDPE Reducer Socket (6kgf/cm2)
35.01 | 50mmx20mm | k¦lt uf]^f |  |  |  |  | 60 | 60 | 60 | 60 | 60 | 66 | 66 | 66 | 66 | 66
35.02 | 50mmx25mm | k¦lt uf]^f |  |  |  |  | 66 | 66 | 66 | 66 | 66 | 72.6 | 72.6 | 72.6 | 72.6 | 72.6
35.03 | 50mmx32mm | k¦lt uf]^f |  |  |  |  | 90 | 90 | 90 | 90 | 90 | 99 | 99 | 99 | 99 | 99
35.04 | 50mmx40mm | k¦lt uf]^f |  |  |  |  | 100 | 100 | 100 | 100 | 100 | 110 | 110 | 110 | 110 | 110
35.05 | 63mmx20mm | k¦lt uf]^f |  |  |  |  | 90 | 90 | 90 | 90 | 90 | 99 | 99 | 99 | 99 | 99
35.06 | 63mmx25mm | k¦lt uf]^f |  |  |  |  | 110 | 110 | 110 | 110 | 110 | 121 | 121 | 121 | 121 | 121
35.07 | 63mmx32mm | k¦lt uf]^f |  |  |  |  | 130 | 130 | 130 | 130 | 130 | 143 | 143 | 143 | 143 | 143
35.08 | 63mmx40mm | k¦lt uf]^f |  |  |  |  | 130 | 130 | 130 | 130 | 130 | 143 | 143 | 143 | 143 | 143
35.09 | 63mmx50mm | k¦lt uf]^f |  |  |  |  | 140 | 140 | 140 | 140 | 140 | 154 | 154 | 154 | 154 | 154
35.1 | 75mmx32mm | k¦lt uf]^f |  |  |  |  | 55 | 55 | 55 | 55 | 55 | 60.5 | 60.5 | 60.5 | 60.5 | 60.5
35.11 | 75mmx40mm | k¦lt uf]^f |  |  |  |  | 130 | 130 | 130 | 130 | 130 | 143 | 143 | 143 | 143 | 143
35.12 | 75mmx50mm | k¦lt uf]^f |  |  |  |  | 150 | 150 | 150 | 150 | 150 | 165 | 165 | 165 | 165 | 165
35.13 | 75mmx63mm | k¦lt uf]^f |  |  |  |  | 150 | 150 | 150 | 150 | 150 | 165 | 165 | 165 | 165 | 165
35.14 | 90mmx32mm | k¦lt uf]^f |  |  |  |  | 170 | 170 | 170 | 170 | 170 | 187 | 187 | 187 | 187 | 187
35.15 | 90mmx40mm | k¦lt uf]^f |  |  |  |  | 190 | 190 | 190 | 190 | 190 | 209 | 209 | 209 | 209 | 209
35.16 | 90mmx50mm | k¦lt uf]^f |  |  |  |  | 230 | 230 | 230 | 230 | 230 | 253 | 253 | 253 | 253 | 253
35.17 | 90mmx63mm | k¦lt uf]^f |  |  |  |  | 250 | 250 | 250 | 250 | 250 | 275 | 275 | 275 | 275 | 275
35.18 | 90mmx75mm | k¦lt uf]^f | [12 empty] | 0 | 0
35.19 | 110mmx63mm | k¦lt uf]^f |  |  |  |  | 310 | 310 | 310 | 310 | 310 | 341 | 341 | 341 | 341 | 341
35.2 | 110mmx75mm | k¦lt uf]^f |  |  |  |  | 350 | 350 | 350 | 350 | 350 | 385 | 385 | 385 | 385 | 385
35.21 | 110mmx90mm | k¦lt uf]^f |  |  |  |  | 450 | 450 | 450 | 450 | 450 | 495 | 495 | 495 | 495 | 495
35.22 | 125mmx75mm | k¦lt uf]^f |  |  |  |  | 530 | 530 | 530 | 530 | 530 | 583 | 583 | 583 | 583 | 583
35.23 | 125mmx90mm | k¦lt uf]^f |  |  |  |  | 610 | 610 | 610 | 610 | 610 | 671 | 671 | 671 | 671 | 671
35.24 | 125mmx110mm | k¦lt uf]^f |  |  |  |  | 720 | 720 | 720 | 720 | 720 | 792 | 792 | 792 | 792 | 792
35.25 | 140mmx63mm | k¦lt uf]^f |  |  |  |  | 610 | 610 | 610 | 610 | 610 | 671 | 671 | 671 | 671 | 671
35.26 | 140mmx75mm | k¦lt uf]^f |  |  |  |  | 690 | 690 | 690 | 690 | 690 | 759 | 759 | 759 | 759 | 759
35.27 | 140mmx90mm | k¦lt uf]^f |  |  |  |  | 730 | 730 | 730 | 730 | 730 | 803 | 803 | 803 | 803 | 803
35.28 | 140mmx110mm | k¦lt uf]^f |  |  |  |  | 830 | 830 | 830 | 830 | 830 | 913 | 913 | 913 | 913 | 913
35.29 | 140mmx125mm | k¦lt uf]^f |  |  |  |  | 870 | 870 | 870 | 870 | 870 | 957 | 957 | 957 | 957 | 957
35.3 | 160mmx75mm | k¦lt uf]^f |  |  |  |  | 790 | 790 | 790 | 790 | 790 | 869 | 869 | 869 | 869 | 869
35.31 | 160mmx90mm | k¦lt uf]^f |  |  |  |  | 840 | 840 | 840 | 840 | 840 | 924 | 924 | 924 | 924 | 924
35.32 | 160mmx110mm | k¦lt uf]^f |  |  |  |  | 565 | 565 | 565 | 565 | 565 | 621.5 | 621.5 | 621.5 | 621.5 | 621.5
35.33 | 160mmx125mm | k¦lt uf]^f |  |  |  |  | 1150 | 1150 | 1150 | 1150 | 1150 | 1265 | 1265 | 1265 | 1265 | 1265
35.34 | 160mmx140mm | k¦lt uf]^f |  |  |  |  | 1170 | 1170 | 1170 | 1170 | 1170 | 1287 | 1287 | 1287 | 1287 | 1287
35.35 | 180mmx90mm | k¦lt uf]^f |  |  |  |  | 1000 | 1000 | 1000 | 1000 | 1000 | 1100 | 1100 | 1100 | 1100 | 1100
35.36 | 180mmx110mm | k¦lt uf]^f |  |  |  |  | 1190 | 1190 | 1190 | 1190 | 1190 | 1309 | 1309 | 1309 | 1309 | 1309
35.37 | 180mmx125mm | k¦lt uf]^f |  |  |  |  | 1290 | 1290 | 1290 | 1290 | 1290 | 1419 | 1419 | 1419 | 1419 | 1419
35.38 | 180mmx140mm | k¦lt uf]^f |  |  |  |  | 1320 | 1320 | 1320 | 1320 | 1320 | 1452 | 1452 | 1452 | 1452 | 1452
35.39 | 180mmx160mm | k¦lt uf]^f |  |  |  |  | 1450 | 1450 | 1450 | 1450 | 1450 | 1595 | 1595 | 1595 | 1595 | 1595
35.4 | 200mmx90mm | k¦lt uf]^f |  |  |  |  | 1740 | 1740 | 1740 | 1740 | 1740 | 1914 | 1914 | 1914 | 1914 | 1914
35.41 | 200mmx110mm | k¦lt uf]^f |  |  |  |  | 2090 | 2090 | 2090 | 2090 | 2090 | 2299 | 2299 | 2299 | 2299 | 2299
35.42 | 200mmx125mm | k¦lt uf]^f |  |  |  |  | 2130 | 2130 | 2130 | 2130 | 2130 | 2343 | 2343 | 2343 | 2343 | 2343
35.43 | 200mmx140mm | k¦lt uf]^f |  |  |  |  | 2150 | 2150 | 2150 | 2150 | 2150 | 2365 | 2365 | 2365 | 2365 | 2365
35.44 | 200mmx160mm | k¦lt uf]^f |  |  |  |  | 2250 | 2250 | 2250 | 2250 | 2250 | 2475 | 2475 | 2475 | 2475 | 2475
35.45 | 200mmx180mm | k¦lt uf]^f |  |  |  |  | 2530 | 2530 | 2530 | 2530 | 2530 | 2783 | 2783 | 2783 | 2783 | 2783
35.46 | 225mmx110mm | k¦lt uf]^f |  |  |  |  | 2110 | 2110 | 2110 | 2110 | 2110 | 2321 | 2321 | 2321 | 2321 | 2321
35.47 | 225mmx125mm | k¦lt uf]^f |  |  |  |  | 2260 | 2260 | 2260 | 2260 | 2260 | 2486 | 2486 | 2486 | 2486 | 2486
35.48 | 225mmx140mm | k¦lt uf]^f |  |  |  |  | 2370 | 2370 | 2370 | 2370 | 2370 | 2607 | 2607 | 2607 | 2607 | 2607
35.49 | 225mmx160mm | k¦lt uf]^f |  |  |  |  | 2490 | 2490 | 2490 | 2490 | 2490 | 2739 | 2739 | 2739 | 2739 | 2739
35.5 | 225mmx180mm | k¦lt uf]^f |  |  |  |  | 2670 | 2670 | 2670 | 2670 | 2670 | 2937 | 2937 | 2937 | 2937 | 2937
35.51 | 225mmx200mm | k¦lt uf]^f |  |  |  |  | 2850 | 2850 | 2850 | 2850 | 2850 | 3135 | 3135 | 3135 | 3135 | 3135
36 | HDPE Reducer Tee (6kgf/cm2)
36.01 | 40mmx32mm | k¦lt uf]^f |  |  |  |  | 216 | 216 | 216 | 216 | 216 | 237.6 | 237.6 | 237.6 | 237.6 | 237.6
36.02 | 50mmx32mm | k¦lt uf]^f |  |  |  |  | 270 | 270 | 270 | 270 | 270 | 297 | 297 | 297 | 297 | 297
36.03 | 50mmx40mm | k¦lt uf]^f |  |  |  |  | 270 | 270 | 270 | 270 | 270 | 297 | 297 | 297 | 297 | 297
36.04 | 60mmx32mm | k¦lt uf]^f |  |  |  |  | 450 | 450 | 450 | 450 | 450 | 495 | 495 | 495 | 495 | 495
36.05 | 63mmx40mm | k¦lt uf]^f |  |  |  |  | 470 | 470 | 470 | 470 | 470 | 517 | 517 | 517 | 517 | 517
36.06 | 63mmx50mm | k¦lt uf]^f |  |  |  |  | 470 | 470 | 470 | 470 | 470 | 517 | 517 | 517 | 517 | 517
36.07 | 75mmx32mm | k¦lt uf]^f |  |  |  |  | 670 | 670 | 670 | 670 | 670 | 737 | 737 | 737 | 737 | 737
36.08 | 75mmx40mm | k¦lt uf]^f |  |  |  |  | 690 | 690 | 690 | 690 | 690 | 759 | 759 | 759 | 759 | 759
36.09 | 75mmx50mm | k¦lt uf]^f |  |  |  |  | 710 | 710 | 710 | 710 | 710 | 781 | 781 | 781 | 781 | 781
36.1 | 75mmx63mm | k¦lt uf]^f |  |  |  |  | 710 | 710 | 710 | 710 | 710 | 781 | 781 | 781 | 781 | 781
36.11 | 90mmx32mm | k¦lt uf]^f |  |  |  |  | 890 | 890 | 890 | 890 | 890 | 979 | 979 | 979 | 979 | 979
36.12 | 90mmx40mm | k¦lt uf]^f |  |  |  |  | 910 | 910 | 910 | 910 | 910 | 1001 | 1001 | 1001 | 1001 | 1001
36.13 | 90mmx50mm | k¦lt uf]^f |  |  |  |  | 950 | 950 | 950 | 950 | 950 | 1045 | 1045 | 1045 | 1045 | 1045
36.14 | 90mmx63mm | k¦lt uf]^f |  |  |  |  | 970 | 970 | 970 | 970 | 970 | 1067 | 1067 | 1067 | 1067 | 1067
36.15 | 90mmx75mm | k¦lt uf]^f |  |  |  |  | 990 | 990 | 990 | 990 | 990 | 1089 | 1089 | 1089 | 1089 | 1089
36.16 | 110mmx50mm | k¦lt uf]^f |  |  |  |  | 1450 | 1450 | 1450 | 1450 | 1450 | 1595 | 1595 | 1595 | 1595 | 1595
36.17 | 110mmx63mm | k¦lt uf]^f |  |  |  |  | 1490 | 1490 | 1490 | 1490 | 1490 | 1639 | 1639 | 1639 | 1639 | 1639
36.18 | 110mmx75mm | k¦lt uf]^f |  |  |  |  | 1530 | 1530 | 1530 | 1530 | 1530 | 1683 | 1683 | 1683 | 1683 | 1683
36.19 | 110mmx90mm | k¦lt uf]^f |  |  |  |  | 1630 | 1630 | 1630 | 1630 | 1630 | 1793 | 1793 | 1793 | 1793 | 1793
36.2 | 125mmx63mm | k¦lt uf]^f |  |  |  |  | 1800 | 1800 | 1800 | 1800 | 1800 | 1980 | 1980 | 1980 | 1980 | 1980
36.21 | 125mmx75mm | k¦lt uf]^f |  |  |  |  | 1920 | 1920 | 1920 | 1920 | 1920 | 2112 | 2112 | 2112 | 2112 | 2112
36.22 | 125mmx90mm | k¦lt uf]^f |  |  |  |  | 2000 | 2000 | 2000 | 2000 | 2000 | 2200 | 2200 | 2200 | 2200 | 2200
36.23 | 125mmx110mm | k¦lt uf]^f |  |  |  |  | 2110 | 2110 | 2110 | 2110 | 2110 | 2321 | 2321 | 2321 | 2321 | 2321
36.24 | 140mmx63mm | k¦lt uf]^f |  |  |  |  | 2580 | 2580 | 2580 | 2580 | 2580 | 2838 | 2838 | 2838 | 2838 | 2838
36.25 | 140mmx75mm | k¦lt uf]^f |  |  |  |  | 2160 | 2160 | 2160 | 2160 | 2160 | 2376 | 2376 | 2376 | 2376 | 2376
36.26 | 140mmx90mm | k¦lt uf]^f |  |  |  |  | 2700 | 2700 | 2700 | 2700 | 2700 | 2970 | 2970 | 2970 | 2970 | 2970
36.27 | 140mmx110mm | k¦lt uf]^f |  |  |  |  | 2800 | 2800 | 2800 | 2800 | 2800 | 3080 | 3080 | 3080 | 3080 | 3080
36.28 | 140mmx125mm | k¦lt uf]^f |  |  |  |  | 2840 | 2840 | 2840 | 2840 | 2840 | 3124 | 3124 | 3124 | 3124 | 3124
36.29 | 160mmx75mm | k¦lt uf]^f |  |  |  |  | 3340 | 3340 | 3340 | 3340 | 3340 | 3674 | 3674 | 3674 | 3674 | 3674
36.3 | 160mmx90mm | k¦lt uf]^f |  |  |  |  | 3390 | 3390 | 3390 | 3390 | 3390 | 3729 | 3729 | 3729 | 3729 | 3729
36.31 | 160mmx110mm | k¦lt uf]^f |  |  |  |  | 3680 | 3680 | 3680 | 3680 | 3680 | 4048 | 4048 | 4048 | 4048 | 4048
36.32 | 160mmx125mm | k¦lt uf]^f |  |  |  |  | 3700 | 3700 | 3700 | 3700 | 3700 | 4070 | 4070 | 4070 | 4070 | 4070
36.33 | 160mmx140mm | k¦lt uf]^f |  |  |  |  | 3720 | 3720 | 3720 | 3720 | 3720 | 4092 | 4092 | 4092 | 4092 | 4092
36.34 | 180mmx90mm | k¦lt uf]^f |  |  |  |  | 4570 | 4570 | 4570 | 4570 | 4570 | 5027 | 5027 | 5027 | 5027 | 5027
36.35 | 180mmx110mm | k¦lt uf]^f |  |  |  |  | 4720 | 4720 | 4720 | 4720 | 4720 | 5192 | 5192 | 5192 | 5192 | 5192
36.36 | 180mmx125mm | k¦lt uf]^f |  |  |  |  | 4820 | 4820 | 4820 | 4820 | 4820 | 5302 | 5302 | 5302 | 5302 | 5302
36.37 | 180mmx140mm | k¦lt uf]^f |  |  |  |  | 4850 | 4850 | 4850 | 4850 | 4850 | 5335 | 5335 | 5335 | 5335 | 5335
36.38 | 180mmx160mm | k¦lt uf]^f |  |  |  |  | 4980 | 4980 | 4980 | 4980 | 4980 | 5478 | 5478 | 5478 | 5478 | 5478
36.39 | 200mmx75mm | k¦lt uf]^f |  |  |  |  | 5770 | 5770 | 5770 | 5770 | 5770 | 6347 | 6347 | 6347 | 6347 | 6347
36.4 | 200mmx90mm | k¦lt uf]^f |  |  |  |  | 6260 | 6260 | 6260 | 6260 | 6260 | 6886 | 6886 | 6886 | 6886 | 6886
36.41 | 200mmx110mm | k¦lt uf]^f |  |  |  |  | 6610 | 6610 | 6610 | 6610 | 6610 | 7271 | 7271 | 7271 | 7271 | 7271
36.42 | 200mmx125mm | k¦lt uf]^f |  |  |  |  | 6650 | 6650 | 6650 | 6650 | 6650 | 7315 | 7315 | 7315 | 7315 | 7315
36.43 | 200mmx140mm | k¦lt uf]^f |  |  |  |  | 6670 | 6670 | 6670 | 6670 | 6670 | 7337 | 7337 | 7337 | 7337 | 7337
36.44 | 200mmx160mm | k¦lt uf]^f |  |  |  |  | 6770 | 6770 | 6770 | 6770 | 6770 | 7447 | 7447 | 7447 | 7447 | 7447
36.45 | 200mmx180mm | k¦lt uf]^f |  |  |  |  | 7050 | 7050 | 7050 | 7050 | 7050 | 7755 | 7755 | 7755 | 7755 | 7755
37 | HDPE Equal Tee (6kgf/cm2)
37.01 | 50mm | k¦lt uf]^f |  |  |  |  | 180 | 180 | 180 | 180 | 180 | 198 | 198 | 198 | 198 | 198
37.02 | 63mm | k¦lt uf]^f |  |  |  |  | 360 | 360 | 360 | 360 | 360 | 396 | 396 | 396 | 396 | 396
37.03 | 75mm | k¦lt uf]^f |  |  |  |  | 560 | 560 | 560 | 560 | 560 | 616 | 616 | 616 | 616 | 616
37.04 | 90mm | k¦lt uf]^f |  |  |  |  | 720 | 720 | 720 | 720 | 720 | 792 | 792 | 792 | 792 | 792
37.05 | 110mm | k¦lt uf]^f |  |  |  |  | 1180 | 1180 | 1180 | 1180 | 1180 | 1298 | 1298 | 1298 | 1298 | 1298
37.06 | 125mm | k¦lt uf]^f |  |  |  |  | 1390 | 1390 | 1390 | 1390 | 1390 | 1529 | 1529 | 1529 | 1529 | 1529
37.07 | 140mm | k¦lt uf]^f |  |  |  |  | 1970 | 1970 | 1970 | 1970 | 1970 | 2167 | 2167 | 2167 | 2167 | 2167
37.08 | 160mm | k¦lt uf]^f |  |  |  |  | 2550 | 2550 | 2550 | 2550 | 2550 | 2805 | 2805 | 2805 | 2805 | 2805
37.09 | 180mm | k¦lt uf]^f |  |  |  |  | 3530 | 3530 | 3530 | 3530 | 3530 | 3883 | 3883 | 3883 | 3883 | 3883
37.1 | 200mm | k¦lt uf]^f |  |  |  |  | 4520 | 4520 | 4520 | 4520 | 4520 | 4972 | 4972 | 4972 | 4972 | 4972
37.11 | 225mm | k¦lt uf]^f |  |  |  |  | 5670 | 5670 | 5670 | 5670 | 5670 | 6237 | 6237 | 6237 | 6237 | 6237
37.12 | 250mm | k¦lt uf]^f |  |  |  |  | 7380 | 7380 | 7380 | 7380 | 7380 | 8118 | 8118 | 8118 | 8118 | 8118
37.13 | 280mm | k¦lt uf]^f |  |  |  |  | 11130 | 11130 | 11130 | 11130 | 11130 | 12243 | 12243 | 12243 | 12243 | 12243
37.14 | 315mm | k¦lt uf]^f |  |  |  |  | 15100 | 15100 | 15100 | 15100 | 15100 | 16610 | 16610 | 16610 | 16610 | 16610
38 | HDPEBend 90 (6kgf/cm2)
38.01 | 50mm | k¦lt uf]^f |  |  |  |  | 170 | 170 | 170 | 170 | 170 | 187 | 187 | 187 | 187 | 187
38.02 | 63mm | k¦lt uf]^f |  |  |  |  | 230 | 230 | 230 | 230 | 230 | 253 | 253 | 253 | 253 | 253
38.03 | 75mm | k¦lt uf]^f |  |  |  |  | 570 | 570 | 570 | 570 | 570 | 627 | 627 | 627 | 627 | 627
38.04 | 90mm | k¦lt uf]^f |  |  |  |  | 750 | 750 | 750 | 750 | 750 | 825 | 825 | 825 | 825 | 825
38.05 | 110mm | k¦lt uf]^f |  |  |  |  | 1050 | 1050 | 1050 | 1050 | 1050 | 1155 | 1155 | 1155 | 1155 | 1155
38.06 | 125mm | k¦lt uf]^f |  |  |  |  | 1390 | 1390 | 1390 | 1390 | 1390 | 1529 | 1529 | 1529 | 1529 | 1529
38.07 | 140mm | k¦lt uf]^f |  |  |  |  | 1900 | 1900 | 1900 | 1900 | 1900 | 2090 | 2090 | 2090 | 2090 | 2090
38.08 | 160mm | k¦lt uf]^f |  |  |  |  | 2650 | 2650 | 2650 | 2650 | 2650 | 2915 | 2915 | 2915 | 2915 | 2915
38.09 | 180mm | k¦lt uf]^f |  |  |  |  | 3500 | 3500 | 3500 | 3500 | 3500 | 3850 | 3850 | 3850 | 3850 | 3850
38.1 | 200mm | k¦lt uf]^f |  |  |  |  | 4262 | 4262 | 4262 | 4262 | 4262 | 4688.2 | 4688.2 | 4688.2 | 4688.2 | 4688.2
38.11 | 225mm | k¦lt uf]^f |  |  |  |  | 6350 | 6350 | 6350 | 6350 | 6350 | 6985 | 6985 | 6985 | 6985 | 6985
38.12 | 250mm | k¦lt uf]^f |  |  |  |  | 8500 | 8500 | 8500 | 8500 | 8500 | 9350 | 9350 | 9350 | 9350 | 9350
38.13 | 280mm | k¦lt uf]^f |  |  |  |  | 11670 | 11670 | 11670 | 11670 | 11670 | 12837 | 12837 | 12837 | 12837 | 12837
39 | Readymade Washer
39.01 | 40mm | k¦lt uf]^f |  |  |  |  | 90 | 90 | 90 | 90 | 90 | 99 | 99 | 99 | 99 | 99
39.02 | 50mm | k¦lt uf]^f |  |  |  |  | 90 | 90 | 90 | 90 | 90 | 99 | 99 | 99 | 99 | 99
39.03 | 65mm | k¦lt uf]^f |  |  |  |  | 100 | 100 | 100 | 100 | 100 | 110 | 110 | 110 | 110 | 110
39.04 | 80mm | k¦lt uf]^f |  |  |  |  | 120 | 120 | 120 | 120 | 120 | 132 | 132 | 132 | 132 | 132
39.05 | 100mm | k¦lt uf]^f |  |  |  |  | 140 | 140 | 140 | 140 | 140 | 154 | 154 | 154 | 154 | 154
39.06 | 140mm | k¦lt uf]^f |  |  |  |  | 210 | 210 | 210 | 210 | 210 | 231 | 231 | 231 | 231 | 231
39.07 | 160mm | k¦lt uf]^f |  |  |  |  | 540 | 540 | 540 | 540 | 540 | 594 | 594 | 594 | 594 | 594
39.08 | 200mm | k¦lt uf]^f |  |  |  |  | 540 | 540 | 540 | 540 | 540 | 594 | 594 | 594 | 594 | 594
39.09 | 250mm | k¦lt uf]^f |  |  |  |  | 670 | 670 | 670 | 670 | 670 | 737 | 737 | 737 | 737 | 737
40 | Rubber Seal | k¦lt uf]^f |  |  |  |  | 500 | 500 | 500 | 500 | 500 | 550 | 550 | 550 | 550 | 550

## Wat,Sant_3
७.६. खानेपानी सम्बन्धी फिटिङ्स
सि.नं. | आइटमको विवरण | इकाइ | 1/2" | 3/4" | 1" | 11/4" | 11/2" | 2" | 21/2" | 3" | 4" | 5" | 6" | 8" | 10" | 12"
|  |  | 15mm | 20mm | 25mm | 32mm | 40mm | 50mm | 65mm | 80mm | 100mm | 125mm | 150mm | 200mm | 250mm | 300mm | रुपन्देही जिल्ला रेटबाट साभार
41 | पाइप | [15 empty] | रुपन्देही जिल्ला रेटबाट साभार
41.01 | DI Pipe M/C | प्रति मि. | − | − | − | − | − | − | − | − | − | − | 7000 | 9000 | 11000 | − | रुपन्देही जिल्ला रेटबाट साभार
41.02 | MS Slotted Pipe | प्रति मि. | − | − | − | − | − | − | − | − | − | − | 4500 | 7450 | − | − | रुपन्देही+दाङ्ग जिल्ला रेटबाट साभार
41.03 | LCG Screen Pipe | प्रति मि. | − | − | − | − | − | − | − | − | − | − | 8090 | 10400 | − | − | दाङ्ग जिल्ला रेटबाट साभार
41.04 | Jhonson radial screen (SS 304) | प्रति मि. | − | − | − | − | − | − | − | − | − | − | − | 25000 | − | − | रुपन्देही जिल्ला रेटबाट साभार
42 | फिटिङ्गस | [15 empty] | रुपन्देही जिल्ला रेटबाट साभार
42.01 | DI Sluice Valve | संख्या | − | − | − | − | − | − | − | 15000 | 21000 | 25000 | 30000 | 56000 | 65000 | 75000 | रुपन्देही जिल्ला रेटबाट साभार
42.02 | DI Cross Tee | संख्या | − | − | − | − | − | − | − | − | − | − | 14000 | 22000 | 35000 | − | रुपन्देही जिल्ला रेटबाट साभार
42.03 | DI Tee(Double Socket with Flange Branch) | संख्या | − | − | − | − | − | − | − | 13000 | 15000 | 17000 | 18000 | 20000 | 25000 | 30000 | रुपन्देही जिल्ला रेटबाट साभार
42.04 | DI Reducer | संख्या | − | − | − | − | − | − | − | 5295 | 6917 | 8730 | 9811 | 11800 | 14144 | 19792 | रुपन्देही जिल्ला रेटबाट साभार
42.05 | DI Mechanical Coupling | संख्या | − | − | − | − | − | − | − | − | − | − | 15000 | 18000 | 20000 | − | रुपन्देही जिल्ला रेटबाट साभार
42.06 | DI Bell Mouth | संख्या | − | − | − | − | − | − | − | − | − | − | 7500 | 9000 | 12000 | − | रुपन्देही जिल्ला रेटबाट साभार
42.07 | DI Duck foot | संख्या | − | − | − | − | − | − | − | − | − | − | 16500 | 19500 | 22500 | − | रुपन्देही जिल्ला रेटबाट साभार
42.08 | DI Puddlecolor 1 mtr long | संख्या | − | − | − | − | − | − | − | − | − | − | 18000 | 20000 | 25000 | − | रुपन्देही जिल्ला रेटबाट साभार
42.09 | MS Clamp | संख्या | − | − | − | − | 800 | 850 | 960 | 1200 | 1300 | 1500 | 1800 | 2300 | 2500 | 3000 | रुपन्देही जिल्ला रेटबाट साभार
42.1 | DI Tail Pice(400) | संख्या | − | − | − | − | − | − | − | − | − | − | 4300 | 6000 | 8300 | − | रुपन्देही जिल्ला रेटबाट साभार
42.11 | DI Bend(Double Flange) | संख्या | − | − | − | − | − | − | − | − | 11500 | 12500 | 13500 | 16000 | 18050 | 25000 | रुपन्देही जिल्ला रेटबाट साभार
42.12 | MS Elbow | संख्या | − | − | − | − | − | − | − | − | 1492 | − | 2254 | 2842 | − | − | कञचनपुरबाट साभार
42.13 | MS TEE | संख्या | − | − | − | − | − | − | − | − | − | − | 2084 | 3837 | − | − | कञचनपुरबाट साभार
42.14 | MS Bend | संख्या | − | − | − | − | − | − | − | − | − | − | 2368 | − | − | − | कञचनपुरबाट साभार
42.15 | DI Socket with Flange | संख्या | − | − | − | − | − | − | − | − | − | − | 5500 | 7500 | 10000 | − | रुपन्देही जिल्ला रेटबाट साभार
42.16 | MS Flange Set OD | सेट | − | − | − | − | − | − | − | 2500 | 3200 | 5500 | 7500 | 9500 | 11000 | − | रुपन्देही जिल्ला रेटबाट साभार

## Well tubewall
७.७. ईनार तथा ट्यूववेल सम्बन्धी
qm=;+= | lgdf{)f ;fdu¦Lsf] ljj/)f | OsfO{ | cf=a= 062÷063 | cf=a= 2066÷67 | cf=a= 2067÷68 | cf=a= 2068÷69 | cf=a= 2074÷75 | cf=a= 2075÷76 | cf=a= 2076÷77 sf] :jLs[t b/ /]^ | cf=a= 2077÷78 sf] :jLs[t b/ /]^ | cf=a= 2078÷79 sf] :jLs[t b/ /]^ | cf=a= 2079÷80 sf] :jLs[t b/ /]^ | आ.व. २०८०/०८१ को दररेट | आ.व. २०८१/०८२ को दररेट | आ.व. २०८२/०८३ को दररेट | आ.व. २०८३/०८४ को दररेट | s}lkmot
1 | DEEP Tube Well
1.01 | Pea Gravel | Cum |  |  |  |  | 2400 | 2520 | 2520 | 2520 | 2520 | 2772 | 2772 | 2772 | 2772 | 2772
1.02 | Gasket | KG |  |  |  |  | 44 | 46 | 46 | 46 | 46 | 50.6 | 50.6 | 50.6 | 50.6 | 50.6
1.03 | Bentonite | KG |  |  |  |  | 25 | 26 | 26 | 26 | 26 | 28.6 | 28.6 | 28.6 | 28.6 | 28.6
1.04 | Barite | KG |  |  |  |  | 26 | 27 | 27 | 27 | 27 | 29.7 | 29.7 | 29.7 | 29.7 | 29.7
1.05 | MS Casing pipe 10" | KG |  |  |  |  | 95 | 100 | 100 | 100 | 100 | 110 | 110 | 110 | 110 | 110
1.06 | MS Casing pipe 8" | KG |  |  |  |  | 86 | 90 | 90 | 90 | 90 | 99 | 99 | 99 | 99 | 99
1.07 | MS Casing pipe 6" | KG |  |  |  |  | 85 | 89 | 89 | 89 | 89 | 97.9 | 97.9 | 97.9 | 97.9 | 97.9
1.08 | Reducer 8/6" | No |  |  |  |  | 2000 | 2100 | 2100 | 2100 | 2100 | 2310 | 2310 | 2310 | 2310 | 2310
1.09 | Flange-Set 8 " | No |  |  |  |  | 3500 | 3675 | 3675 | 3675 | 3675 | 4042.5 | 4042.5 | 4042.5 | 4042.5 | 4042.5
1.1 | Alfa-Alfa Valve 6" | No | [10 empty] | − | 0 | 4950 | 4950 |  | दाङ्गबाट साभार गरीएको
1.11 | Alfa-Alfa Valve 8" | No | [10 empty] | − | 0 | 6000 | 6000 |  | दाङ्गबाट साभार गरीएको
1.12 | Butterfly Valve 4" | No | [10 empty] | − | 0 | 4500 | 4500 |  | दाङ्गबाट साभार गरीएको
1.13 | Butterfly Valve 5" | No | [10 empty] | − | 0 | 5500 | 5500 |  | दाङ्गबाट साभार गरीएको
1.14 | Butterfly Valve 6" | No | [10 empty] | − | 0 | 6500 | 6500 |  | दाङ्गबाट साभार गरीएको
1.15 | Butterfly Valve 8" | No | [10 empty] | − | 0 | 7500 | 7500 |  | दाङ्गबाट साभार गरीएको
2 | Shallow Tube Well
2.01 | MS Pipe Treeaded- 4"ø | KG |  |  |  |  | 110 | 116 | 116 | 116 | 116 | 127.6 | 127.6 | 127.6 | 127.6 | 127.6
2.02 | Bottle T(Well Head-T) | No |  |  |  |  | 2500 | 2625 | 2625 | 2625 | 2625 | 2887.5 | 2887.5 | 2887.5 | 2887.5 | 2887.5
2.03 | Nipple 4"ø 4" length | No |  |  |  |  | 235 | 247 | 247 | 247 | 247 | 271.7 | 271.7 | 271.7 | 271.7 | 271.7
2.04 | Heavy Socket 4"ø | No |  |  |  |  | 950 | 998 | 998 | 998 | 998 | 1097.8 | 1097.8 | 1097.8 | 1097.8 | 1097.8
2.05 | Nipple 1.5"ø 9" long | No |  |  |  |  | 222.2 | 233 | 233 | 233 | 233 | 256.3 | 256.3 | 256.3 | 256.3 | 256.3
2.06 | Non-return Valve 4"ø | No |  |  |  |  | 4500 | 4725 | 4725 | 4725 | 4725 | 5197.5 | 5197.5 | 5197.5 | 5197.5 | 5197.5
2.07 | CI Cap 4"ø | No |  |  |  |  | 300 | 315 | 315 | 315 | 315 | 346.5 | 346.5 | 346.5 | 346.5 | 346.5
2.08 | CI Cap 1.5"ø | No |  |  |  |  | 92 | 97 | 97 | 97 | 97 | 106.7 | 106.7 | 106.7 | 106.7 | 106.7
2.09 | PVC Screen Making Charge | RM |  |  |  |  | 650 | 683 | 683 | 683 | 683 | 751.3 | 751.3 | 751.3 | 751.3 | 751.3
2.1 | MS Screen Making Charge | RM |  |  |  |  | 2200 | 2310 | 2310 | 2310 | 2310 | 2541 | 2541 | 2541 | 2541 | 2541
2.11 | Noke Making Charge | No |  |  |  |  | 3200 | 3360 | 3360 | 3360 | 3360 | 3696 | 3696 | 3696 | 3696 | 3696
2.12 | Nylon Net | Mtr |  |  |  |  | 110 | 116 | 116 | 116 | 116 | 127.6 | 127.6 | 127.6 | 127.6 | 127.6
3 | Shallow Tubewell Drilling Charge(Manual)
3.01 | Sludge Method | RM |  |  |  |  | 1337 | 1404 | 1404 | 1404 | 1404 | 1544.4 | 1544.4 | 1544.4 | 1544.4 | 1544.4
3.02 | HammeringMethod | RM |  |  |  |  | 1953 | 2051 | 2051 | 2051 | 2051 | 2256.1 | 2256.1 | 2256.1 | 2256.1 | 2256.1
4 | Cost of Summercible PumpsTube Well
4.01 | 5HP Motor pump (4" Boring,Economic Head Upto 50m) | No |  |  |  |  | 75000 | 78750 | 78750 | 78750 | 78750 | 86625 | 86625 | 86625 | 86625 | 86625
4.02 | 6HP Motor pump (4" Boring,Economic Head Upto 75m) | No |  |  |  |  | 85000 | 89250 | 89250 | 89250 | 89250 | 98175 | 98175 | 98175 | 98175 | 98175
4.03 | 7.5HP Motor pump (6" Boring,Economic Head Upto 100m) | No |  |  |  |  | 105000 | 110250 | 110250 | 110250 | 110250 | 121275 | 121275 | 121275 | 121275 | 121275
4.04 | 10HP Motor pump (6" Boring,Economic Head Upto 150m) | No |  |  |  |  | 155000 | 162750 | 162750 | 162750 | 162750 | 179025 | 179025 | 179025 | 179025 | 179025
4.05 | 15HP Motor pump (8" Boring,Economic Head Upto 150m) | No |  |  |  |  | 230000 | 241500 | 241500 | 241500 | 241500 | 265650 | 265650 | 265650 | 265650 | 265650
4.06 | 20HP Motor pump (10" Boring,Economic Head Upto 150m) | No |  |  |  |  | 245000 | 257250 | 257250 | 257250 | 257250 | 282975 | 282975 | 282975 | 282975 | 282975
4.07 | 25-30HP Motor pump (>10" Boring,Economic Head Upto ) | No |  |  |  |  | 265000 | 278250 | 278250 | 278250 | 278250 | 306075 | 306075 | 306075 | 306075 | 306075
5 | Flexible submerssible copper flat cable
5.1 | 6 sq.mm. | Mtr |  |  |  |  | 640 | 672 | 672 | 672 | 672 | 739.2 | 739.2 | 739.2 | 739.2 | 781
5.2 | 8 sq.mm. | Mtr | [11 empty] | 0 | 0 | 851
5.3 | 10 sq.mm. | Mtr |  |  |  |  | 730 | 767 | 767 | 767 | 767 | 843.7 | 843.7 | 843.7 | 843.7 | 922
5.4 | 16 sq.mm. | Mtr | [11 empty] | 0 | 0 | 1050
6 | Electric Panel Board
6.01 | 25 Hp | Set | [10 empty] | − | − | 70000 | 80000 |  | कपिलबस्तुबाट साभार
6.02 | 20 Hp | Set | [11 empty] | 0 | 0 | 70000
6.03 | 15 Hp | Set | [11 empty] | 0 | 0 | 65000
6.04 | 12.5 Hp | Set | [10 empty] | − | − | 35000 | 35000 |  | कपिलबस्तुबाट साभार
6.05 | 10 Hp | Set | [11 empty] | 0 | 0 | 30000
6.06 | 7.5 Hp | Set | [10 empty] | − | 0 | 25000 | 25000 |  | कपिलबस्तुबाट साभार
6.07 | 5 Hp | Set | [11 empty] | 0 | 0 | 20000
7 | 14 mm thick surface plate of suitable hole and MS bend and its installation for 8"-10" Housing pipe | Set | [10 empty] | − | 0 | 25000 | 25000 |  | रुपन्देहीबाट साभार
8 | Drill bit(no) | Nos | [10 empty] | − | 0 | 70000 | 70000 |  | रुपन्देहीबाट साभार
9 | Oxygen gas (Cylinder) | Cyl | [10 empty] | − | 0 | 425 | 425 |  | रुपन्देहीबाट साभार
10 | Acetelyne gas(Cylinder) | Cyl | [10 empty] | − | 0 | 2915 | 2915 |  | रुपन्देहीबाट साभार
11 | Bucket | Nos | [10 empty] | − | 0 | 500 | 500 |  | रुपन्देहीबाट साभार
12 | Liner | m | [10 empty] | − | 0 | 750 | 750 |  | रुपन्देहीबाट साभार
13 | Pistion rod | Nos | [10 empty] | − | 0 | 3000 | 3000 |  | रुपन्देहीबाट साभार
14 | Gland packing | Set | [10 empty] | − | 0 | 790 | 790 |  | रुपन्देहीबाट साभार
15 | Swivel packing | Set | [10 empty] | − | 0 | 700 | 700 |  | रुपन्देहीबाट साभार
16 | V.packing | Set | [10 empty] | − | 0 | 1750 | 1750 |  | रुपन्देहीबाट साभार
17 | Valve/steel ball | Nos | [10 empty] | − | 0 | 2500 | 2500 |  | रुपन्देहीबाट साभार
18 | Valve seat | Nos | [10 empty] | − | 0 | 1500 | 1500 |  | रुपन्देहीबाट साभार
19 | Valve packing | Nos | [10 empty] | − | 0 | 562 | 562 |  | रुपन्देहीबाट साभार
20 | Machinery Hiring Rate | [16 empty] | रुपन्देहीबाट साभार
20.01 | Rig Machine(Hrs) | Hrs | [10 empty] | − | 0 | 1700 | 1700 |  | रुपन्देहीबाट साभार
20.02 | Elec. Generator (Hrs) | Hrs | [10 empty] | − | 0 | 192 | 192 |  | रुपन्देहीबाट साभार
20.03 | Water Tank truck (Hrs) | Hrs | [10 empty] | − | 0 | 680 | 680 |  | रुपन्देहीबाट साभार
20.04 | Cargo truck(Hrs) | Hrs | [10 empty] | − | 0 | 1035 | 1035 |  | रुपन्देहीबाट साभार
20.05 | Pick up truck(Hrs) | Hrs | [10 empty] | − | 0 | 312 | 312 |  | रुपन्देहीबाट साभार
20.06 | Water pump(Hrs) | Hrs | [10 empty] | − | 0 | 322 | 322 |  | रुपन्देहीबाट साभार
20.07 | Compressor | Hrs | [10 empty] | − | 0 | 911 | 911 |  | रुपन्देहीबाट साभार
20.08 | Submersible pump | Hrs | [10 empty] | − | 0 | 250 | 250 |  | रुपन्देहीबाट साभार
20.09 | Water level indicator | Hrs | [10 empty] | − | 0 | 375 | 375 |  | रुपन्देहीबाट साभार
20.1 | Electric logging machine | Hrs | [10 empty] | − | 0 | 500 | 500 |  | रुपन्देहीबाट साभार
20.11 | Tripod | Hrs | [10 empty] | − | 0 | 60 | 60 |  | रुपन्देहीबाट साभार
20.12 | Welding Generator | Hrs | [10 empty] | − | 0 | 192 | 192 |  | रुपन्देहीबाट साभार
20.13 | Discharge Meter | Hrs | [10 empty] | − | 0 | 110 | 110 |  | दाङ्ग जिल्लाबाट साभार
21 | Power cell battries | Pcs. | [10 empty] | − | 0 | 80 | 80 |  | रुपन्देहीबाट साभार
22 | Rod Hexa.meta | kg | [10 empty] | − | 0 | 125 | 125 |  | रुपन्देहीबाट साभार
23 | Sodium hexa metaphosphate | Kg | [10 empty] | − | 0 | 425 | 425 |  | रुपन्देहीबाट साभार
24 | Katalox Light German, mesh size: 14 x 30, bulk density: 1060 kg/m³ | Kg | [11 empty] | 0 | 0 | 546
25 | Zeosorb German, mesh size: 14 x 30, bulk density: 1060 kg/m³ | Kg | [11 empty] | 0 | 0 | 665
26 | 1000 IV Coconut-based Carbon | Kg | [11 empty] | 0 | 0 | 420
27 | Manganese Dioxide MnO2 | Kg | [11 empty] | 0 | 0 | 128
28 | Manganese Green Sand | Kg | [11 empty] | 0 | 0 | 198
29 | Anthracite Media | Kg | [11 empty] | 0 | 0 | 280
30 | Silex | Kg | [11 empty] | 0 | 0 | 72
31 | Amlekhgunj Graded Sand and Pebbles Media | cu.m. | [11 empty] | 0 | 0 | 28500
32 | Electric Dosing system with 2 no. of HDPE tanks for mixing and dosing; Seko AKS 603 dosing pump with range of 4 LPH at 12 bar to 8 LPH at 2 bar; 0.55 kw Mixer moter with PE coated Stainless Steel agitator; double-step MS Skid; interconnection pipe and fittings with 3 nos. of ball valves; electrical works all complete set | Set | [11 empty] | 0 | 0 | 198558
33 | Electric Dosing system with 2 no. of HDPE tanks for mixing and dosing; Seko AKS 800 with range of 7 LPH at 16 bar to 18 LPH at 1 bar; 0.55 kw Mixer moter with PE coated Stainless Steel agitator; double-step MS Skid; interconnection pipe and fittings with 3 nos. of ball valves; electrical works all complete set | Set | [11 empty] | 0 | 0 | 211486
34 | Electric Dosing system with 2 no. of HDPE tanks for mixing and dosing; Seko AKS 803, range of 20 LPH at 5 bar to 62 LPH at 2 bar; 0.55 kw Mixer moter with PE coated Stainless Steel agitator; double-step MS Skid; interconnection pipe and fittings with 3 nos. of ball valves; electrical works all complete set | Set | [11 empty] | 0 | 0 | 229384
35 | Chemical Dosing Pump - Solenoid type, Seko AKS 603, Range: 4 LPH at 12 bar to 8 LPH at 2 bar, Suction Discharge: 4/6mm with inbuilt level senser | Nos | [11 empty] | 0 | 0 | 44000
36 | Chemical Dosing Pump - Solenoid type, Seko AKS 800, Range: 7 LPH at 16 bar to 18 LPH at 1 bar, Suction Discharge: 4/6mm with inbuilt level senser | Nos | [11 empty] | 0 | 0 | 55440
37 | Chemical Dosing Pump - Solenoid type, Seko AKS 803, Range: 20 LPH at 5 bar to 62 LPH at 2 bar, Suction Discharge: 4/6mm with inbuilt level senser | Nos | [11 empty] | 0 | 0 | 71280
38 | 200L Corrosion Resistant yellow/white PE Tank with integrated level indicator | Nos | [11 empty] | 0 | 0 | 17500
39 | 300L Corrosion Resistant yellow/white PE Tank with integrated level indicator | Nos | [11 empty] | 0 | 0 | 24500
40 | Chemical Mixing Motor – 0.55 kW, 50 Hz, 65–130 RPM with gearbox | Nos | [11 empty] | 0 | 0 | 42000
41 | Mixture Agitator – PP laminated carbon steel, 16 mm solid rod, 900 mm shaft length, 3-blade single deck | Nos | [11 empty] | 0 | 0 | 14100
42 | FRC Test Kit | Set | [11 empty] | 0 | 0 | 2500
43 | Bleaching Powder, 30% concentration | Kg | [11 empty] | 0 | 0 | 106
44 | Supplying, installation, testing and commissioning of reciprocating 5.0 HP Air Compressor as per specification including filter, air suction strainer, filled with required quantity of lubricants for complete set including all mechanical and electrical fittings, fixtures and connections for complete work. | Set | [11 empty] | 0 | 0 | 335000
45 | Supplying, installation, testing and commissioning of reciprocating 7.5 Air Compressor as per specification including air filter, air suction strainer, filled with required quantity of lubricants for complete set including all mechanical and electrical fittings, fixtures and connections for complete work. | Set | [11 empty] | 0 | 0 | 450000
46 | Supply, delivery and installation of Electrical control Panel Board for Operation of one number of air compressor, one number of Dosing Pump and one number of agitator motor including Volte & Amper meter, on / off section, with all complete with required electrical cable. | Nos | [11 empty] | 0 | 0 | 150000

## Haate Aujar haru
७.८. खानेपानी सम्बन्धी हाते औजारहरु
qm=;+= | lgdf{)f ;fdu¦Lsf] ljj/)f | OsfO{ | cf=a= 062÷063 | cf=a= 2066÷67 | cf=a= 2067÷68 | cf=a= 2068÷69 | cf=a=2074÷75 | cf=a=2075÷76 | cf=a= 2076÷77 sf] :jLs[t b/ /]^ | cf=a= 2077÷78 sf] :jLs[t b/ /]^ | cf=a= 2078÷79 sf] :jLs[t b/ /]^ | cf=a= 2079÷80 sf] :jLs[t b/ /]^ | आ.व. २०८०/०८१ को दररेट | आ.व. २०८१/०८२ को दररेट | आ.व. २०८२/०८३ को दररेट | आ.व. २०८३/०८४ को दररेट | s}lkmot
1 | cNd'lgod ufu¦f] -@) ln6/_ | uf]6f |  |  |  |  | 950 | 998 | 998 | 998 | 998 | 1097.8 | 1097.8 | 1097.8 | 1097.8 | 1097.8
2 | :yfgLo jGr/f] | uf]6f |  |  |  |  | 575 | 604 | 604 | 604 | 604 | 664.4 | 664.4 | 664.4 | 664.4 | 664.4
3 | a]Nrf -l:6nsf] lj8 ePsf]_ 6f6f jf ;f] ;/x | uf]6f |  |  |  |  | 550 | 578 | 578 | 578 | 578 | 635.8 | 635.8 | 635.8 | 635.8 | 635.8
4 | sf]bfnf] - !=%) lsnf] _ 6f6f jf ;f] ;/x | uf]6f |  |  |  |  | 600 | 630 | 630 | 630 | 630 | 693 | 693 | 693 | 693 | 693
5 | u}+tL - @=&) lsnf] _ 6f6f,n'w/f jf ;f] ;/x | uf]6f |  |  |  |  | 550 | 578 | 578 | 578 | 578 | 635.8 | 635.8 | 635.8 | 635.8 | 635.8
6 | u}+tL - @=@) lsnf] _ 6f6f,n'w/f jf ;f] ;/x | uf]6f |  |  |  |  | 450 | 473 | 473 | 473 | 473 | 520.3 | 520.3 | 520.3 | 520.3 | 520.3
7 | emDkn - !=@%ORrL %lkm6_ 6f6f jf ;f] ;/x | uf]6f |  |  |  |  | 2200 | 2310 | 2310 | 2310 | 2310 | 2541 | 2541 | 2541 | 2541 | 2541
8 | l5gf] - ^OGr nfdf] #@ PdPd_ | uf]6f |  |  |  |  | 275 | 289 | 289 | 289 | 289 | 317.9 | 317.9 | 317.9 | 317.9 | 317.9
9 | l5gf] - (OGr nfdf] #@ PdPd_ | uf]6f |  |  |  |  | 650 | 683 | 683 | 683 | 683 | 751.3 | 751.3 | 751.3 | 751.3 | 751.3
10 | ls+u lkg l5gf] 6f6f , n'w/f jf ;f] ;/x | uf]6f |  |  |  |  | 600 | 630 | 630 | 630 | 630 | 693 | 693 | 693 | 693 | 693
11 | kmfnfdsf] 3g -%lsnf]_ 6f6f, n'w/f jf ;f] ;/x | uf]6f |  |  |  |  | 1200 | 1260 | 1260 | 1260 | 1260 | 1386 | 1386 | 1386 | 1386 | 1386
12 | kmfnfdsf] 3g -@=%lsnf]_ 6f6f, n'w/f jf ;f] ;/x | uf]6f |  |  |  |  | 700 | 735 | 735 | 735 | 735 | 808.5 | 808.5 | 808.5 | 808.5 | 808.5
13 | kmfnfdsf] 3g -! lsnf]_ 6f6f, n'w/f jf ;f] ;/x | uf]6f |  |  |  |  | 275 | 289 | 289 | 289 | 289 | 317.9 | 317.9 | 317.9 | 317.9 | 317.9
14 | तारपोलिन सिट १८X३४ फिट | uf]6f |  |  |  |  | 2575 | 2704 | 2704 | 2704 | 2704 | 2974.4 | 2974.4 | 2974.4 | 2974.4 | 2974.4
15 | slg{ ld:qLsf] 7'nf] | uf]6f |  |  |  |  | 178 | 187 | 187 | 187 | 187 | 205.7 | 205.7 | 205.7 | 205.7 | 205.7
16 | slg{ ld:qLsf] ;fgf] | uf]6f |  |  |  |  | 125 | 131 | 131 | 131 | 131 | 144.1 | 144.1 | 144.1 | 144.1 | 144.1
17 | KnDa÷3G6L kmnfdsf] | uf]6f |  |  |  |  | 175 | 184 | 184 | 184 | 184 | 202.4 | 202.4 | 202.4 | 202.4 | 202.4
18 | ld:qLsf] wfuf] #ld=ld=sf] | Sjfon |  |  |  |  | 75 | 79 | 79 | 79 | 79 | 86.9 | 86.9 | 86.9 | 86.9 | 86.9
19 | n]e/ kf/blz{÷kfgLkfOk | ld6/ |  |  |  |  | 16 | 17 | 17 | 17 | 17 | 18.7 | 18.7 | 18.7 | 18.7 | 18.7
20 | kGhf -5fnfsf]_ | uf]6f |  |  |  |  | 465 | 488 | 488 | 488 | 488 | 536.8 | 536.8 | 536.8 | 536.8 | 536.8
21 | lJxn Jof/f] -6fo/ / kmnfdsf] x]08nePsf]_ | uf]6f |  |  |  |  | 9000 | 9450 | 9450 | 9450 | 9450 | 10395 | 10395 | 10395 | 10395 | 10395
22 | kDk -xftjf v'§fn]] rnfpg]_ | uf]6f |  |  |  |  | 1125 | 1181 | 1181 | 1181 | 1181 | 1299.1 | 1299.1 | 1299.1 | 1299.1 | 1299.1
23 | ;'/Iff x]nd]t-Knfli6s_ | uf]6f |  |  |  |  | 375 | 394 | 394 | 394 | 394 | 433.4 | 433.4 | 433.4 | 433.4 | 433.4
24 | d];g x]8 Kofg kmnfdsf] !* Ogr nf]sn | uf]6f |  |  |  |  | 265 | 278 | 278 | 278 | 278 | 305.8 | 305.8 | 305.8 | 305.8 | 305.8
25 | x]S;f km¦]d | uf]6f |  |  |  |  | 275 | 289 | 289 | 289 | 289 | 317.9 | 317.9 | 317.9 | 317.9 | 317.9
26 | x]S;f Jn]8 lz+un | uf]6f |  |  |  |  | 10 | 11 | 11 | 11 | 11 | 12.1 | 12.1 | 12.1 | 12.1 | 12.1
27 | x]S;f Jn]8 8jn | uf]6f |  |  |  |  | 18 | 19 | 19 | 19 | 19 | 20.9 | 20.9 | 20.9 | 20.9 | 20.9
28 | sf7 lrg]{ cf/f !* Ogr | uf]6f |  |  |  |  | 185 | 194 | 194 | 194 | 194 | 213.4 | 213.4 | 213.4 | 213.4 | 213.4
29 | !) O{Grsf] r]K6f] /]tL | uf]6f |  |  |  |  | 465 | 488 | 488 | 488 | 488 | 536.8 | 536.8 | 536.8 | 536.8 | 536.8
30 | !) O{Grsf] cfwf uf]nfsf/ /]tL | uf]6f |  |  |  |  | 555 | 583 | 583 | 583 | 583 | 641.3 | 641.3 | 641.3 | 641.3 | 641.3
31 | :s¦'o' 8«fOe/ @#) ldldsf] | uf]6f |  |  |  |  | 185 | 194 | 194 | 194 | 194 | 213.4 | 213.4 | 213.4 | 213.4 | 213.4
32 | 8fO ;]6 ;fwf/0f )=% b]lv @ OGr ;Dd | uf]6f |  |  |  |  | 6945 | 7292 | 7292 | 7292 | 7292 | 8021.2 | 8021.2 | 8021.2 | 8021.2 | 8021.2
33 | 8fO ;]6 c6f]d]l6s )=% b]lv @ OGr ;Dd | ;]6 |  |  |  |  | 1915 | 2011 | 2011 | 2011 | 2011 | 2212.1 | 2212.1 | 2212.1 | 2212.1 | 2212.1
34 | 8fO ;]6 l/r]6 !% b]lv @% ld=ld= ;Dd | ;]6 |  |  |  |  | 4600 | 4830 | 4830 | 4830 | 4830 | 5313 | 5313 | 5313 | 5313 | 5313
35 | 8fO ;]6 l/r]6 $) b]lv %) ld=ld= ;Dd | ;]6 |  |  |  |  | 12625 | 13256 | 13256 | 13256 | 13256 | 14581.6 | 14581.6 | 14581.6 | 14581.6 | 14581.6
36 | 8fO ;]6 l/r]6 ^% b]lv *) ld=ld= ;Dd | ;]6 |  |  |  |  | 23500 | 24675 | 24675 | 24675 | 24675 | 27142.5 | 27142.5 | 27142.5 | 27142.5 | 27142.5
37 | 8fO ;]6 l6y !% ld=ld= | ;]6 |  |  |  |  | 675 | 709 | 709 | 709 | 709 | 779.9 | 779.9 | 779.9 | 779.9 | 779.9
38 | 8fO ;]6 l6y @) ld=ld= | ;]6 |  |  |  |  | 665 | 698 | 698 | 698 | 698 | 767.8 | 767.8 | 767.8 | 767.8 | 767.8
39 | 8fO ;]6 l6y @% ld=ld= | ;]6 |  |  |  |  | 665 | 698 | 698 | 698 | 698 | 767.8 | 767.8 | 767.8 | 767.8 | 767.8
40 | 8fO ;]6 l6y #@ ld=ld= | ;]6 |  |  |  |  | 845 | 887 | 887 | 887 | 887 | 975.7 | 975.7 | 975.7 | 975.7 | 975.7
41 | 8fO ;]6 l6y $) ld=ld= | ;]6 |  |  |  |  | 1758 | 1846 | 1846 | 1846 | 1846 | 2030.6 | 2030.6 | 2030.6 | 2030.6 | 2030.6
42 | 8fO ;]6 l6y %) ld=ld= | ;]6 |  |  |  |  | 1800 | 1890 | 1890 | 1890 | 1890 | 2079 | 2079 | 2079 | 2079 | 2079
43 | 8fO ;]6 l6y ^% ld=ld= | ;]6 |  |  |  |  | 2058 | 2161 | 2161 | 2161 | 2161 | 2377.1 | 2377.1 | 2377.1 | 2377.1 | 2377.1
44 | 8fO ;]6 l6y *) ld=ld= | ;]6 |  |  |  |  | 2775 | 2914 | 2914 | 2914 | 2914 | 3205.4 | 3205.4 | 3205.4 | 3205.4 | 3205.4
45 | kfOk efO; @ Ogr ;Dd | ;]6 |  |  |  |  | 2200 | 2310 | 2310 | 2310 | 2310 | 2541 | 2541 | 2541 | 2541 | 2541
46 | पाइप भाइस ३" सम्म | uf]6f |  |  |  |  | 2925 | 3071 | 3071 | 3071 | 3071 | 3378.1 | 3378.1 | 3378.1 | 3378.1 | 3378.1
47 | पाइप भाइस 4" सम्म | uf]6f |  |  |  |  | 5600 | 5880 | 5880 | 5880 | 5880 | 6468 | 6468 | 6468 | 6468 | 6468
48 | पाइप रेन्च १२" | uf]6f |  |  |  |  | 715 | 751 | 751 | 751 | 751 | 826.1 | 826.1 | 826.1 | 826.1 | 826.1
49 | पाइप रेन्च १४" | uf]6f |  |  |  |  | 825 | 866 | 866 | 866 | 866 | 952.6 | 952.6 | 952.6 | 952.6 | 952.6
50 | पाइप रेन्च १८" | uf]6f |  |  |  |  | 1600 | 1680 | 1680 | 1680 | 1680 | 1848 | 1848 | 1848 | 1848 | 1848
51 | पाइप रेन्च २४" | uf]6f |  |  |  |  | 2850 | 2993 | 2993 | 2993 | 2993 | 3292.3 | 3292.3 | 3292.3 | 3292.3 | 3292.3
52 | एडजस्टेवल रेन्च १०" | uf]6f |  |  |  |  | 435 | 457 | 457 | 457 | 457 | 502.7 | 502.7 | 502.7 | 502.7 | 502.7
53 | एडजस्टेवल रेन्च १२" | uf]6f |  |  |  |  | 675 | 709 | 709 | 709 | 709 | 779.9 | 779.9 | 779.9 | 779.9 | 779.9
54 | एडजस्टेवल रेन्च १८" | uf]6f |  |  |  |  | 1900 | 1995 | 1995 | 1995 | 1995 | 2194.5 | 2194.5 | 2194.5 | 2194.5 | 2194.5
55 | ३६ इन्च चेन रेन्च | uf]6f |  |  |  |  | 2575 | 2704 | 2704 | 2704 | 2704 | 2974.4 | 2974.4 | 2974.4 | 2974.4 | 2974.4
56 | ४८ इन्च चेन रेन्च | uf]6f |  |  |  |  | 5400 | 5670 | 5670 | 5670 | 5670 | 6237 | 6237 | 6237 | 6237 | 6237
57 | ३ मिटरको स्टिल टेप | uf]6f |  |  |  |  | 100 | 105 | 105 | 105 | 105 | 115.5 | 115.5 | 115.5 | 115.5 | 115.5
58 | ५ मिटरको स्टिल टेप | uf]6f |  |  |  |  | 185 | 194 | 194 | 194 | 194 | 213.4 | 213.4 | 213.4 | 213.4 | 213.4
59 | ३० मिटरको फाइबर ग्लास टेप | uf]6f |  |  |  |  | 1580 | 1659 | 1659 | 1659 | 1659 | 1824.9 | 1824.9 | 1824.9 | 1824.9 | 1824.9
60 | ५० मिटरको फाइबर ग्लास टेप | uf]6f |  |  |  |  | 2265 | 2378 | 2378 | 2378 | 2378 | 2615.8 | 2615.8 | 2615.8 | 2615.8 | 2615.8
61 | हिटिङ प्लेट ३ इन्च व्यासको | uf]6f |  |  |  |  | 965 | 1013 | 1013 | 1013 | 1013 | 1114.3 | 1114.3 | 1114.3 | 1114.3 | 1114.3
62 | हिटिङ प्लेट ४ इन्च व्यासको | uf]6f |  |  |  |  | 1278 | 1342 | 1342 | 1342 | 1342 | 1476.2 | 1476.2 | 1476.2 | 1476.2 | 1476.2
63 | हिटिङ प्लेट ६ इन्च व्यासको | uf]6f |  |  |  |  | 1575 | 1654 | 1654 | 1654 | 1654 | 1819.4 | 1819.4 | 1819.4 | 1819.4 | 1819.4
64 | हिटिङ प्लेट ८ इन्च व्यासको | uf]6f |  |  |  |  | 2065 | 2168 | 2168 | 2168 | 2168 | 2384.8 | 2384.8 | 2384.8 | 2384.8 | 2384.8
65 | ydf]{s¦f]d r]s | uf]6f |  |  |  |  | 800 | 840 | 840 | 840 | 840 | 924 | 924 | 924 | 924 | 924
66 | टेफ्लन कभर ६"x६" | uf]6f |  |  |  |  | 515 | 541 | 541 | 541 | 541 | 595.1 | 595.1 | 595.1 | 595.1 | 595.1
67 | आवश्यक औषधी सहितको प्राथमिक उपचारको बक्स | uf]6f |  |  |  |  | 2750 | 2888 | 2888 | 2888 | 2888 | 3176.8 | 3176.8 | 3176.8 | 3176.8 | 3176.8
68 | खानेपानी मर्मतको टुलबक्स | uf]6f |  |  |  |  | 2700 | 2835 | 2835 | 2835 | 2835 | 3118.5 | 3118.5 | 3118.5 | 3118.5 | 3118.5
69 | आवश्यक औजार सहितको झो.पु. मर्मतको लागि टुलबक्स | uf]6f |  |  |  |  | 3275 | 3439 | 3439 | 3439 | 3439 | 3782.9 | 3782.9 | 3782.9 | 3782.9 | 3782.9
70 | १२ इन्च ३२ मि.मि.को छिनो | uf]6f |  |  |  |  | 800 | 840 | 840 | 840 | 840 | 924 | 924 | 924 | 924 | 924
71 | चस्मा | uf]6f |  |  |  |  | 150 | 158 | 158 | 158 | 158 | 173.8 | 173.8 | 173.8 | 173.8 | 173.8
72 | सेफ्टी बेल्ट | uf]6f |  |  |  |  | 1600 | 1680 | 1680 | 1680 | 1680 | 1848 | 1848 | 1848 | 1848 | 1848
73 | अति साधारण झोला | uf]6f |  |  |  |  | 125 | 131 | 131 | 131 | 131 | 144.1 | 144.1 | 144.1 | 144.1 | 500

## Vidut
८. विद्यूतीकरण सम्बन्धी समाग्री
qm=;+= | lgdf{)f ;fdu¦Lsf] ljj/)f | इकाई | cf=a= 062÷063 | cf=a= 2066÷67 | cf=a= 2067÷68 | cf=a= 2068÷69 | cf=a= 2074÷75 | cf=a= 2075÷76 | cf=a= 2076÷77 sf] :jLs[t b/ /]^ | cf=a= 2077÷78 sf] :jLs[t b/ /]^ | cf=a= 2078÷79 sf] :jLs[t b/ /]^ | cf=a= 2079÷80 sf] :jLs[t b/ /]^ | आ.व. २०८०/०८१ को दररेट | आ.व. २०८१/०८२ को दररेट | आ.व. २०८२/०८३ को दररेट | आ.व. २०८३/०८४ को दररेट | s}lkmot
1 | विद्युत सम्बन्धी
1.1 | पि.भि.सि. च्यानल बिट
1.१.1 | ½" | र.मि. | 20 | 11 | 11 | 12 | 18.165 | 18.165 | 18.165 | 18.165 | 18.165 | 19.9815 | 19.9815 | 19.9815 | 19.9815 | 19.9815
1.१.2 | ¾" | र.मि. | 25 | 13 | 13 | 13 | 18.165 | 18.165 | 18.165 | 18.165 | 18.165 | 19.9815 | 19.9815 | 19.9815 | 19.9815 | 19.9815
1.१.3 | 1" | र.मि. | 30 | 16.5 | 16.5 | 17 | 23.1 | 23.1 | 23.1 | 23.1 | 23.1 | 25.41 | 25.41 | 25.41 | 25.41 | 25.41
1.१.4 | 1¼" | र.मि. | 40 | 21 | 21 | 22 | 34.23 | 34.23 | 34.23 | 34.23 | 34.23 | 37.653 | 37.653 | 37.653 | 37.653 | 37.653
1.१.5 | 1½" | र.मि. | 50 | 27 | 27 | 28 | 49.56 | 49.56 | 49.56 | 49.56 | 49.56 | 54.516 | 54.516 | 54.516 | 54.516 | 54.516
1.१.6 | 2" | र.मि. | 60 | 37 | 37 | 38 | 68.25 | 68.25 | 68.25 | 68.25 | 68.25 | 75.075 | 75.075 | 75.075 | 75.075 | 75.075
1.2 | पि.भि.सि. पाईप (वायरिङको लागि)
1.२.1 | ½" | र.मि. | 16 | 12 | 12 | 12 | 10.5 | 10.5 | 10.5 | 10.5 | 10.5 | 11.55 | 11.55 | 11.55 | 11.55 | 11.55 |  | 145/kg of 19mm PVC
1.२.2 | 1" | र.मि. | 25 | 20 | 20 | 21 | 21 | 21 | 21 | 21 | 21 | 23.1 | 23.1 | 23.1 | 23.1 | 23.1
1.3 | पि.भि.सि. बोर्ड (प्लास्टिक) | [16 empty] | Bhusal | SP
1.३.1 | 4" x 4" | गोटा | 30 | 12 | 12 | 13 | 14.7 | 14.7 | 14.7 | 14.7 | 14.7 | 16.17 | 16.17 | 16.17 | 16.17 | 16.17 |  | 25 | 12.5 | 50%
1.३.2 | 4" x 6" | गोटा | 50 | 15 | 15 | 16 | 19.95 | 19.95 | 19.95 | 19.95 | 19.95 | 21.945 | 21.945 | 21.945 | 21.945 | 21.945 |  | 33.75 | 16.87 | 50.01%
1.३.3 | 6" x 8" | गोटा | 70 | 28 | 28 | 29 | 35.7 | 35.7 | 35.7 | 35.7 | 35.7 | 39.27 | 39.27 | 39.27 | 39.27 | 39.27 |  | 64.2 | 32.1 | 50%
1.३.4 | 8" x 10" | गोटा | 90 | 40 | 40 | 41 | 36.75 | 36.75 | 36.75 | 36.75 | 36.75 | 40.425 | 40.425 | 40.425 | 40.425 | 40.425 |  | 86.67 | 43.4 | 49.93%
1.३.5 | 8" x 12" | गोटा | 100 | 56 | 56 | 58 | 66.15 | 66.15 | 66.15 | 66.15 | 66.15 | 72.765 | 72.765 | 72.765 | 72.765 | 72.765
1.4 | फाइवर प्लेट
1.४.1 | 4" x 4" | गोटा | 11 | 15 | 15 | 16 | 16.8 | 16.8 | 16.8 | 16.8 | 16.8 | 18.48 | 18.48 | 18.48 | 18.48 | 18.48
1.४.2 | 4" x 6" | गोटा | 16 | 20 | 20 | 21 | 32.55 | 32.55 | 32.55 | 32.55 | 32.55 | 35.805 | 35.805 | 35.805 | 35.805 | 35.805
1.४.3 | 6" x 8" | गोटा | 21 | 26 | 26 | 27 | 44.625 | 44.625 | 44.625 | 44.625 | 44.625 | 49.0875 | 49.0875 | 49.0875 | 49.0875 | 49.0875
1.४.4 | 8" x 10" | गोटा | 50 | 60 | 60 | 62 | 69.72 | 69.72 | 69.72 | 69.72 | 69.72 | 76.692 | 76.692 | 76.692 | 76.692 | 76.692
1.४.5 | 8" x 12" | गोटा | 75 | 85 | 85 | 88 | [6 empty] | − | − | 85 | 85
2 | सरफेस स्वीच | गोटा | 18 | 25 | 25 | 26 | 31.5 | 31.5 | 31.5 | 31.5 | 31.5 | 34.65 | 34.65 | 34.65 | 34.65 | 34.65
3 | सरफेस बेलपूस | गोटा | 20 | 27 | 27 | 28 | 33.6 | 33.6 | 33.6 | 33.6 | 33.6 | 36.96 | 36.96 | 36.96 | 36.96 | 36.96
4 | एङ्गल होल्डर | गोटा | 19 | 25 | 25 | 26 | 32.55 | 32.55 | 32.55 | 32.55 | 32.55 | 35.805 | 35.805 | 35.805 | 35.805 | 35.805
5 | सिलिङ रोज | गोटा | 15 | 25 | 25 | 26 | 30.45 | 30.45 | 30.45 | 30.45 | 30.45 | 33.495 | 33.495 | 33.495 | 33.495 | 33.495
6 | पंखाको रेगुलेटर | गोटा | 215 | 215 | 215 | 223 | 252 | 252 | 252 | 252 | 252 | 277.2 | 277.2 | 277.2 | 277.2 | 277.2
7 | पावर प्लग - १५ एम्पियर | गोटा | 140 | 200 | 200 | 207 | 199.5 | 199.5 | 199.5 | 199.5 | 199.5 | 219.45 | 219.45 | 219.45 | 219.45 | 219.45
8 | टु पिन प्लग -५ एम्पियर | गोटा | 35 | 40 | 40 | 41 | 42 | 42 | 42 | 42 | 42 | 46.2 | 46.2 | 46.2 | 46.2 | 46.2
9 | थ्रि पिन प्लग -५ एम्पियर | गोटा | 15 | 25 | 25 | 26 | 21 | 21 | 21 | 21 | 21 | 23.1 | 23.1 | 23.1 | 23.1 | 23.1
10 | ट्यूवलाइट सेट ४ फिट (४० वाट) | गोटा | 300 | 400 | 400 | 400 | 325.5 | 325.5 | 325.5 | 325.5 | 325.5 | 358.05 | 358.05 | 358.05 | 358.05 | 358.05
11 | ट्यूवलाइट सेट २ फिट (२० वाट) | गोटा | 300 | 375 | 375 | 375 | 325.5 | 325.5 | 325.5 | 325.5 | 325.5 | 358.05 | 358.05 | 358.05 | 358.05 | 358.05
12 | ट्यूवलाइट ४ फिट (४० वाट) | गोटा | 105 | 125 | 125 | 125 | 78.75 | 78.75 | 78.75 | 78.75 | 78.75 | 86.625 | 86.625 | 86.625 | 86.625 | 86.625
13 | ट्यूवलाइट २ फिट (२० वाट) | गोटा | 105 | 125 | 125 | 125 | 78.75 | 78.75 | 78.75 | 78.75 | 78.75 | 86.625 | 86.625 | 86.625 | 86.625 | 86.625
14 | चोक लाइट सेट ४ फिट (४० वाट) | गोटा | 120 | 120 | 120 | 120 | 126 | 126 | 126 | 126 | 126 | 138.6 | 138.6 | 138.6 | 138.6 | 138.6
15 | चोक लाइट सेट ४ फिट (२० वाट) | गोटा | 120 | 120 | 120 | 120 | 126 | 126 | 126 | 126 | 126 | 138.6 | 138.6 | 138.6 | 138.6 | 138.6
16 | स्टार्टर | गोटा | 19 | 25 | 25 | 25 | 21 | 21 | 21 | 21 | 21 | 23.1 | 23.1 | 23.1 | 23.1 | 23.1
17 | एम. सि. बी.
18=1 | १० एम्पियर | गोटा | 119 | 200 | 200 | 200 | 189 | 189 | 189 | 189 | 189 | 207.9 | 207.9 | 207.9 | 207.9 | 207.9
18=2 | २० एम्पियर | गोटा | 425 | 508 | 508 | 508 | 210 | 210 | 210 | 210 | 210 | 231 | 231 | 231 | 231 | 231
18=3 | ३० एम्पियर | गोटा | 510 | 640 | 640 | 640 | 262.5 | 262.5 | 262.5 | 262.5 | 262.5 | 288.75 | 288.75 | 288.75 | 288.75 | 288.75
18=4 | ४५ एम्पियर | गोटा | 560 | 750 | 750 | 750 | 735 | 735 | 735 | 735 | 735 | 808.5 | 808.5 | 808.5 | 808.5 | 808.5
18=5 | ६३ एम्पियर | गोटा | 605 | 865 | 865 | 865 | 787.5 | 787.5 | 787.5 | 787.5 | 787.5 | 866.25 | 866.25 | 866.25 | 866.25 | 866.25
18=6 | ६ एम्पियर | गोटा | 90 | 165 | 165 | 165 | 199.5 | 199.5 | 199.5 | 199.5 | 199.5 | 219.45 | 219.45 | 219.45 | 219.45 | 219.45
18=7 | १६ एम्पियर | गोटा | 225 | 225 | 225 | 225 | 210 | 210 | 210 | 210 | 210 | 231 | 231 | 231 | 231 | 231
19 | स्याडल | गोटा | 4 | 4 | 4 | 4 | 5.25 | 5.25 | 5.25 | 5.25 | 5.25 | 5.775 | 5.775 | 5.775 | 5.775 | 5.775
20 | बेण्ड | गोटा | 5 | 6 | 6 | 6 | 4.2 | 4.2 | 4.2 | 4.2 | 4.2 | 4.62 | 4.62 | 4.62 | 4.62 | 4.62
21 | सकेट | गोटा | 5 | 5 | 5 | 5 | 5.25 | 5.25 | 5.25 | 5.25 | 5.25 | 5.775 | 5.775 | 5.775 | 5.775 | 5.775
22 | जक्सन | गोटा | 8 | 10 | 10 | 10 | 10.5 | 10.5 | 10.5 | 10.5 | 10.5 | 11.55 | 11.55 | 11.55 | 11.55 | 11.55
23 | टेप पि.भि.सि. | गोटा | 18 | 20 | 20 | 20 | 21 | 21 | 21 | 21 | 21 | 23.1 | 23.1 | 23.1 | 23.1 | 23.1
24 | ग्रिप्स | गोटा | 2 | 2 | 2 | 2 | 1.05 | 1.05 | 1.05 | 1.05 | 1.05 | 1.155 | 1.155 | 1.155 | 1.155 | 1.155
25 | मेन स्वीच ३० एम्पियर | गोटा |  | 225 | 225 | 233 | 236.25 | 236.25 | 236.25 | 236.25 | 236.25 | 259.875 | 259.875 | 259.875 | 259.875 | 259.875
26 | चिम (बल्ब) | गोटा | 20 | 25 | 25 | 25 | 26.25 | 26.25 | 26.25 | 26.25 | 26.25 | 28.875 | 28.875 | 28.875 | 28.875 | 28.875
27 | इन्डिकेटर | गोटा | 20 | 25 | 25 | 26 | 37.8 | 37.8 | 37.8 | 37.8 | 37.8 | 41.58 | 41.58 | 41.58 | 41.58 | 41.58
28 | फ्यूज | गोटा | 23 | 25 | 25 | 26 | 57.75 | 57.75 | 57.75 | 57.75 | 57.75 | 63.525 | 63.525 | 63.525 | 63.525 | 63.525
29 | ए.सी. पाइप ४"डायामिटर | गोटा | 82 | 85 | 85 | 85 | 89.25 | 89.25 | 89.25 | 89.25 | 89.25 | 98.175 | 98.175 | 98.175 | 98.175 | 98.175
30 | ए.सी.केवल ३"डायामिटर | गोटा | 46 | 50 | 50 | 50 | 52.5 | 52.5 | 52.5 | 52.5 | 52.5 | 57.75 | 57.75 | 57.75 | 57.75 | 57.75
31 | ए.सी.केवल ४"डायामिटर | गोटा | 50 | 55 | 55 | 55 | 57.75 | 57.75 | 57.75 | 57.75 | 57.75 | 63.525 | 63.525 | 63.525 | 63.525 | 63.525
32 | ए.सी. टी ३" डायामिटर | गोटा | 70 | 75 | 75 | 75 | 78.75 | 78.75 | 78.75 | 78.75 | 78.75 | 86.625 | 86.625 | 86.625 | 86.625 | 86.625
33 | ए.सी. टी ४" डायामिटर | गोटा | 90 | 95 | 95 | 95 | 99.75 | 99.75 | 99.75 | 99.75 | 99.75 | 109.725 | 109.725 | 109.725 | 109.725 | 109.725
34 | ए.सी. जक्सन ४"डायामिटर | गोटा | 80 | 85 | 85 | 85 | 89.25 | 89.25 | 89.25 | 89.25 | 89.25 | 98.175 | 98.175 | 98.175 | 98.175 | 98.175
35 | ए.सी. जक्सन ३"डायामिटर | गोटा | 90 | 95 | 95 | 95 | 99.75 | 99.75 | 99.75 | 99.75 | 99.75 | 109.725 | 109.725 | 109.725 | 109.725 | 109.725
36 | पंखा ४८" रेगुलेटर समेत | गोटा | 2200 | 2400 | 2400 | 2400 | 2625 | 2625 | 2625 | 2625 | 2625 | 2887.5 | 2887.5 | 2887.5 | 2887.5 | 2887.5
37 | एक्जस्ट फ्यान १२" देखि १४" सम्म | गोटा | 1400 | 1700 | 1700 | 1700 | 1680 | 1680 | 1680 | 1680 | 1680 | 1848 | 1848 | 1848 | 1848 | 1848
38 | डोम लाइट ४० वाट | गोटा | 200 | 250 | 250 | 250 | 353.115 | 353.115 | 353.115 | 353.115 | 353.115 | 388.4265 | 388.4265 | 388.4265 | 388.4265 | 388.4265
39 | बल्ब हेड लेम्प | गोटा | 180 | 250 | 250 | 250 | 262.5 | 262.5 | 262.5 | 262.5 | 262.5 | 288.75 | 288.75 | 288.75 | 288.75 | 288.75
40 | म्यूजिकल बेल | गोटा | 250 | 325 | 325 | 325 | 315 | 315 | 315 | 315 | 315 | 346.5 | 346.5 | 346.5 | 346.5 | 346.5
41 | साइकल बेल | गोटा | 100 | 130 | 130 | 130 | 157.5 | 157.5 | 157.5 | 157.5 | 157.5 | 173.25 | 173.25 | 173.25 | 173.25 | 173.25
42 | सब-मिटर | गोटा | 400 | 650 | 650 | 650 | 735 | 735 | 735 | 735 | 735 | 808.5 | 808.5 | 808.5 | 808.5 | 808.5
43 | डि.बी. मेन स्वीच ३० एम्पियर | गोटा | 150 | 225 | 225 | 225 | 257.25 | 257.25 | 257.25 | 257.25 | 257.25 | 282.975 | 282.975 | 282.975 | 282.975 | 282.975
44 | 1/2" काठको लिस्टी | र.मि. | 6 | 6 | 6 | 6 | 10.5 | 10.5 | 10.5 | 10.5 | 10.5 | 11.55 | 11.55 | 11.55 | 11.55 | 11.55
45 | 16 mm, 7 फिट रड भएको स्टे सेट (४ मि.मि.) | सेट |  |  |  | 1100 | 1155 | 1155 | 1155 | 1155 | 1155 | 1270.5 | 1270.5 | 1270.5 | 1270.5 | 1270.5
46 | 7/12 SWG स्टेवायर | के.जी. |  |  |  | 140 | 147 | 147 | 147 | 147 | 147 | 161.7 | 161.7 | 161.7 | 161.7 | 161.7
47 | ACSR Conductor (wire)
47=1 | 0.03sq inch ACSR Conductor (wire) | कि.मि. |  |  |  |  | 30000 | 30000 | 30000 | 30000 | 30000 | 33000 | 33000 | 36300 | 41580 | 41580 |  | NEA Rate
47=2 | 0.05sq inch ACSR Conductor (wire) | कि.मि. |  |  |  |  | 55000 | 55000 | 55000 | 55000 | 55000 | 60500 | 60500 | 66550 | 70700 | 70700 |  | NEA Rate
47=3 | 0.1sq inch ACSR Conductor (wire) | कि.मि. |  |  |  |  | 89000 | 89000 | 89000 | 89000 | 89000 | 97900 | 97900 | 107690 | 124820 | 124820 |  | NEA Rate
48 | D - iron set with shakle insulator | सेट |  |  |  | 132.75 | 141.75 | 141.75 | 141.75 | 141.75 | 141.75 | 155.925 | 155.925 | 155.925 | 155.925 | 155.925
49 | Stay-Insulator | गोटा |  |  |  | 88.85 | 94.5 | 94.5 | 94.5 | 94.5 | 94.5 | 103.95 | 103.95 | 103.95 | 103.95 | 103.95
50 | Binding wire (aluminium) | के.जी. |  |  |  | 707.85 | 745.5 | 745.5 | 745.5 | 745.5 | 745.5 | 820.05 | 820.05 | 820.05 | 820.05 | 820.05
51 | ज्याला Erection of PSC pole (8m,9m) | गोटा |  |  |  | 1637.25 | 2600 | 2600 | 2600 | 2600 | 2600 | 2860 | 2860 | 3146 | 3146 | 3146
52.1 | Stringing of Conductor(0.03sq inchWire) | कि.मि. |  |  |  | 58401.7 | 45000 | 45000 | 45000 | 45000 | 45000 | 49500 | 49500 | 11178 | 11178 | 11178
52.2 | Stringing of Conductor(0.05sq inchWire) | कि.मि. | [10 empty] | − | 11557.5 | 11557.5 | 11557.5
53 | Installation of Stay set | सेट |  |  |  | 619.5 | 1200 | 1200 | 1200 | 1200 | 1200 | 1320 | 1320 | 1452 | 1452 | 1452
54 | विद्यूतको लाइनसँगैको हाँगाविँगा काट्ने | प्र.हे. | 870 | 870 | 940 | 940 | 1050 | 1050 | 1050 | 1050 | 1050 | 1155 | 1155 | 1155 | 1155 | 1155
55 | laB"t h*fg ln:^L, lSnk, lsnf, :jLr xf]N)*/ cflb k¦of]u ul/ leQf l;ln+udf Kjfn kfg]{]{ ;lxt tf/ tfGg] / ;DalGwt :jLr aS; cflb h*fg ug]{ .
55.1 | सामान बाहेक कन्सिल वायरिङ्ग गर्ने कार्यको ज्याला | पोइन्ट | 50 | 50 | 50 | 50 | 47.25 | 47.25 | 47.25 | 47.25 | 47.25 | 51.975 | 51.975 | 51.975 | 51.975 | 51.975
55.2 | सामान बाहेक सर्फेस वायरिङ्ग गर्ने कार्यको ज्याला | पोइन्ट | 35 | 40 | 40 | 40 | 36.75 | 36.75 | 36.75 | 36.75 | 36.75 | 40.425 | 40.425 | 40.425 | 40.425 | 40.425
55.3 | सामान सहित कन्सिल वायरिङ्ग गर्ने कार्यको ज्याला | पोइन्ट | 255 | 400 | 440 | 440 | 588 | 588 | 588 | 588 | 588 | 646.8 | 646.8 | 646.8 | 646.8 | 646.8
55.4 | सामान सहित सर्फेस वायरिङ्ग गर्ने कार्यको ज्याला | पोइन्ट | 230 | 340 | 375 | 375 | 504 | 504 | 504 | 504 | 504 | 554.4 | 554.4 | 554.4 | 554.4 | 554.4
55.5 | मेन सर्भिसलाइन केवल ६ मि.मि. (कन्सेन्ट्रिक केवल) | र.मि. | 18 | 20 | 20 | 23 | 26.25 | 26.25 | 26.25 | 26.25 | 26.25 | 28.875 | 28.875 | 28.875 | 28.875 | 28.875
56 | PSC Pole | [16 empty] | Bhairav | MK Industries | Rupandehi
56.1 | 8 m | संख्या | [8 empty] | 9000 | 9900 | 9900 | 9900 | 9900 | 9000 |  | 9200 | 9250 | 8937 | -9.091%
56.2 | 9 m | संख्या | [8 empty] | 10000 | 11000 | 11000 | 11000 | 11000 | 10000 |  | 11000 | 11050 | 9870 | -9.091%
56.3 | 11 m | संख्या | [8 empty] | 14500 | 15950 | 15950 | 15950 | 15950 | 19500 |  | 22000 | 22100 | 19574 | 22.26%
57 | Transformer
| Copper wound Distribution Transformenr with first filling of Oil | [16 empty] | Rup
57.1 | 11/.4kv,25KVA 3 Phase, 50Hz ONAN (low loss) | सेट |  |  |  |  | 261400 | 261400 | 261400 | 261400 | 261400 | 287540 | 287540 | 287540 | 287540 | 287540 |  | 304352 | 5.847%
57.2 | 11/.4kv,50KVA 3 Phase, 50Hz ONAN (low loss) | सेट |  |  |  |  | 373000 | 373000 | 373000 | 373000 | 373000 | 410300 | 410300 | 410300 | 410300 | 410300 |  | 434289 | 5.847%
57.3 | 11/.4kv,100KVA 3 Phase, 50Hz ONAN (low loss) | सेट |  |  |  |  | 590600 | 590600 | 590600 | 590600 | 590600 | 649660 | 649660 | 649660 | 649660 | 649660 |  | 687063 | 5.757%
57.4 | 11/.4kv,150KVA 3 Phase, 50Hz ONAN (low loss) | सेट |  |  |  |  | 800000 | 800000 | 800000 | 800000 | 800000 | 880000 | 880000 | 880000 | 880000 | 880000
57.5 | 11/.4kv,200KVA 3 Phase, 50Hz ONAN (low loss) | सेट |  |  |  |  | 1023900 | 1023900 | 1023900 | 1023900 | 1023900 | 1126290 | 1126290 | 1126290 | 1126290 | 1126290 |  | 1192143 | 5.847%
58 | ELECTRICAL WORKS (Supply and fitting )
A) LUMINAIRES (FIXTURES)
Accessories, screws, grips, pvc tape, choke, starter, Tube, bulbs, holder, flexible wire etc all complete.
58.01 | Dome light 8" with heavy carier Homedec or eqvt. | सेट | 375 | 375 | 375 | 375 | [6 empty] | 405 | 405 | 405 | 405
58.02 | 1*40 watt Tube light mirror optic wipro / philips HPF or eqvt. | सेट | 3700 | 3700 | 3700 | 3700 | [6 empty] | 3996 | 3996 | 3996 | 3996
58.03 | 1*40 watt Tube light box type wipro /philips HPF or eqvt. | सेट | 1050 | 1102.5 | 1102.5 | 1102.5 | [6 empty] | 1193 | 1193 | 1193 | 1193
58.04 | 2*40 watt mirror optic Tube light wipro / philips HPF or eqvt. | सेट | 4500 | 4500 | 4500 | 4500 | [6 empty] | 4860 | 4860 | 4860 | 4860
58.05 | Mirror light decorative philips or eqvt. | सेट | 380 | 399 | 399 | 399 | [6 empty] | 432 | 432 | 432 | 432
58.06 | Indicator light for O.T.room red & green color etc all complete. | सेट | 90 | 94.5 | 94.5 | 94.5 | [6 empty] | 103 | 103 | 103 | 103
58.07 | Electrical bell musical type of different sounds | सेट | 215 | 215 | 215 | 215 | [6 empty] | 232 | 232 | 232 | 232
B ) FAN / EXHAUST FAN
Accessories nut,bolt,hook,clamp,regulator,flexible wire etc all complete.
58.08 | 36" Ceiling Fan | सेट | [10 empty] | − | − | 2259 | 2259 |  | Kathmandu District Rate 81/82
58.09 | 48" Ceiling Fan | सेट | [10 empty] | − | − | 2151 | 2151 |  | Kathmandu District Rate 81/82
58.1 | 42" ceiling fan USHA or eqvt. | सेट | 2400 | 2520 | 2520 | 2520 | [6 empty] | 2722 | 2722 | 2722 | 2722
58.11 | 56" Ceiling Fan | सेट | [10 empty] | − | − | 2689 | 2689 |  | Kathmandu District Rate 81/82
58.12 | 6" exhaust fan Usha or eqvt. | सेट | [10 empty] | − | − | 1560 | 1560 |  | Kathmandu District Rate 81/82
58.13 | 9" exhaust fan Usha or eqvt. | सेट | 2000 | 2100 | 2100 | 2100 | [6 empty] | 2268 | 2268 | 2268 | 2268
58.14 | jfn km]g–cltl/St lkml6Ësf ;fdfg ;lxt | सेट | [10 empty] | 3240 | 3240 | 3240 | 3240
C ) SOCKET, SWITCH, JUNCTION BOX
Accessories: metal box, screw, grips, pvc tape, etc all complete
58.15 | 16/6 Amps combined S/ socket flush type | सेट | 215 | 225.75 | 225.75 | 225.75 | [6 empty] | 249 | 249 | 249 | 249
58.16 | 1 gang 1,2 way switch philips or eqvt | सेट | 185 | 185 | 185 | 185 | [6 empty] | 200 | 200 | 200 | 200
58.17 | 2 gang 1,2 way switch philips or eqvt | सेट | 195 | 195 | 195 | 195 | [6 empty] | 211 | 211 | 211 | 211
58.18 | 3 gang 1,2 way switch philips or eqvt | सेट | 450 | 450 | 450 | 450 | [6 empty] | 486 | 486 | 486 | 486
58.19 | 4 gang 1,2 way switch philips or eqvt | सेट | 480 | 480 | 480 | 480 | [6 empty] | 518 | 518 | 518 | 518
58.2 | 5 gang 1,2 way switch philips or eqvt | सेट | 625 | 625 | 625 | 625 | [6 empty] | 675 | 675 | 675 | 675
58.21 | 6 gang 1,2 way switch philips or eqvt | सेट | 650 | 650 | 650 | 650 | [6 empty] | 702 | 702 | 702 | 702
58.22 | 1 gang one bell push Philips or eqvt. | सेट | 215 | 215 | 215 | 215 | [6 empty] | 232 | 232 | 232 | 232
58.23 | Junction box made of metal withcover size 6"*4" etc all complete | सेट | 100 | 105 | 105 | 105 | [6 empty] | 113 | 113 | 113 | 113
D ) PANEL BOARD / DB
Accessories: screws,grips,nut,bolt,cu bus bar,earth bus bar, neutral bus bar, fuse, porcelin base, cu strip for connection, cable shoe, phase bar, pvc tape etc all complete
58.24 | panel board made of mild steel sheet double cover floor mount suitable color push type lock size 12" *36" *48" suitable for housing the following items all complete (space for 4 no MCCB) | सेट | 20790 | 20790 | 20790 | 20790 | [6 empty] | 22453 | 22453 | 22453 | 22453
58.25 | 100A TP MCCB of standard company | संख्या | 4500 | 4500 | 4500 | 4500 | [6 empty] | 4860 | 4860 | 4860 | 4860
58.26 | 40-50A TP MCCB of standard company | संख्या | 3900 | 3900 | 3900 | 3900 | [6 empty] | 4212 | 4212 | 4212 | 4212
58.27 | Ammeter 0-500A | संख्या | 500 | 500 | 500 | 500 | [6 empty] | 540 | 540 | 540 | 540
58.28 | volt meter 0-500 v | संख्या | 500 | 500 | 500 | 500 | [6 empty] | 540 | 540 | 540 | 540
58.29 | CT coil of suitable ratio for panel board | संख्या | 600 | 630 | 630 | 630 | [6 empty] | 680 | 680 | 680 | 680
58.3 | Indicator lamp for fuse | संख्या | 150 | 150 | 150 | 150 | [6 empty] | 162 | 162 | 162 | 162
58.31 | Selector switch | सेट | 450 | 450 | 450 | 450 | [6 empty] | 486 | 486 | 486 | 486
58.32 | Distribution board 8 way TPN made of mild steel sheet double cover locable of approved compny .Flush type etc all complete | सेट | 3500 | 3675 | 3675 | 3675 | [6 empty] | 3969 | 3969 | 3969 | 3969
58.33 | 6,16, 25 Amps TP MCCB of approved company for light and power circuit | संख्या | 2250 | 2250 | 2250 | 2250 | [6 empty] | 2430 | 2430 | 2430 | 2430
58.34 | 40-63 Amps TP MCCB of approved company for main | संख्या | 2750 | 2750 | 2750 | 2750 | [6 empty] | 2970 | 2970 | 2970 | 2970
58.35 | 6,16,25 Amps TP MCB of approved company for main | संख्या | 1150 | 1207.5 | 1207.5 | 1207.5 | [6 empty] | 1307 | 1307 | 1307 | 1307
E ) POINT WIRING
Accessories;HDPEpolythenepipe,screws,pvc, tape, grips, circular box etc all complete
58.36 | 2*3/20 pvc cu.wire for light and fan point 1/2" HDPE polythene pipe | पोइन्ट | 375 | 393.75 | 393.75 | 393.75 | [6 empty] | 427 | 427 | 427 | 427
58.37 | 2*7/22+1*3/22 pvc cu.wire for power point in 3/4" in HDPE polythene pipe | पोइन्ट | 600 | 630 | 630 | 630 | [6 empty] | 680 | 680 | 680 | 680
58.38 | 2*7/20+1*3/22 pvc cu. Wire with A / C socket in 3/4" in HDPE polythene pipe for A/C etc all complete | पोइन्ट | 1700 | 1785 | 1785 | 1785 | [6 empty] | 1928 | 1928 | 1928 | 1928
58.39 | 10mm sq.4 core unarmoured copper cable for DB in HDPE polythene pipe or through channel etc all complete | र.मि. | 300 | 315 | 315 | 315 | [6 empty] | 340 | 340 | 340 | 340
58.4 | 8 swg cu.wire in HDPE polythene pipe for earth continuity from panel board to DB etc all complete | र.मि. | 65 | 68.25 | 68.25 | 68.25 | [6 empty] | 76 | 76 | 76 | 76
F ) TELECOM SYSTEM
Accessories;HDPE pipe screws,pvc tape grips etc all complete
58.41 | 2 pair telephone cable for telephone point in 1/2"(20mm) polythene pipe | पोइन्ट | 272 | 272 | 272 | 272 | [6 empty] | 297 | 297 | 297 | 297
58.42 | 5 pair telephone cable for main in (25mm) HDPE polythene pipe from junction box to telephone DB | मि. | 31 | 31 | 31 | 31 | [6 empty] | 33 | 33 | 33 | 33
58.43 | 10 pair telephone cable for mainin (25mm) HDPE polythene pipe/ cable tray | मि. | 40 | 42 | 42 | 42 | [6 empty] | 45 | 45 | 45 | 45
58.44 | 15 pair telephone cable for telephone point in 1/2"(20mm) polythene pipe | पोइन्ट | 62 | 65.1 | 65.1 | 65.1 | [6 empty] | 70 | 70 | 70 | 70
58.45 | 20 pair telephone cable for telephone point in 1/2"(20mm) polythene pipe | पोइन्ट | 80 | 80 | 80 | 80 | [6 empty] | 86 | 86 | 86 | 86
58.46 | Telephone socket North west or eqvt. | सेट | 336 | 352.8 | 352.8 | 352.8 | [6 empty] | 383 | 383 | 383 | 383
58.47 | Telephone junction box6"*8" made of mild steel sheet with connector fuse type etc all complete | सेट | 120 | 126 | 126 | 126 | [6 empty] | 140 | 140 | 140 | 140
58.48 | Main DB made of mild steel sheetwith connector fuse typeetc all complete | सेट | 1680 | 1680 | 1680 | 1680 | [6 empty] | 1814 | 1814 | 1814 | 1814
58.49 | Matrix portion 308 EPABX systemexpandable 3 co line 8 single line extension, automatic STD,ISD lock call duration control external call forwardingor eqvt | सेट | 31600 | 31600 | 31600 | 31600 | [6 empty] | 34128 | 34128 | 34128 | 34128
G ) EARTHING
58.5 | Earthing with cu.plate size 65cm*65cm*3.15mm with G.N.8 copper wire for earth continuity from panel board to earthing site etc all complete | Unit | 8000 | 8000 | 8000 | 8000 | [6 empty] | 8640 | 8640 | 8640 | 8640
| H) Supply of Aluminium ABC Cable | [16 empty] | Pioneer | Bhusal | SP
58.51 | 25mm square 4 core ABC Cable | र.मि. | [10 empty] | − | − | 191.19 | 220 |  | 305 | 302 | 256.7 | 15% | 15.07%
58.52 | 50mm square 4 core ABC Cable | र.मि. | [10 empty] | − | − | 286.23 | 330 |  | 550 | 535 | 454.75 | 15% | 15.29%
58.53 | 95mm square 4 core ABC Cable | र.मि. | [10 empty] | − | − | 548.58 | 650 |  | 1080 | 995 | 845.75 | 15% | 18.49%
59 | Transformer Installation items | [16 empty] | Kathmandu | NEA | Rupandehi
59.01 | 11 KV Disc Insulator with Grapher | सेट | [10 empty] | 1523 | 1523 | 1546 | 1546 |  | 1514 | 1546 | 1599
59.02 | 11 KV Pin Insulator | संख्या | [10 empty] | − | − | 366.31 | 366.31 |  | 193 | 366.31
59.03 | 11 KV pin insulator with spindle | सेट | [10 empty] | 491 | 491 | 491 | 491 |  | 266 | 366.31 | 516
59.04 | 9 KV Lightening Arrester | संख्या | [10 empty] | 1523 | 1523 | 1523 | 1523
59.05 | 11 KV Drop Out Fuse Set | संख्या | [10 empty] | 4876 | 4876 | 4876 | 4876
59.06 | MS Fabricated Channel | के.जी. | [10 empty] | 151 | 151 | 151 | 151
59.07 | MS Nut Bolt different sizes(full/half thread) | के.जी. | [10 empty] | 211 | 211 | 211 | 211
59.08 | Earthing Rod (copper coated) with earthing clamp | संख्या | [10 empty] | 3051 | 3051 | 3051 | 3051
59.09 | Eartning wire (Different sizes) | के.जी. | [10 empty] | 2198 | 2198 | 2198 | 2198
59.1 | Copper Earthing Wire 10 Sq.mm | र.मि. | [10 empty] | − | − | 84 | 84 |  | NEA Rate 81/82
59.11 | Stay set | सेट | [10 empty] | 1777 | 1777 | 1777 | 1777
59.12 | Stay wire | के.जी. | [10 empty] | 157 | 157 | 157 | 157
59.13 | Stay insulator -LT | संख्या | [10 empty] | 119 | 119 | 119 | 119
59.14 | Stay insulator -HT | संख्या | [10 empty] | 151 | 151 | 151 | 151
59.15 | 11 KV Link Switch (3 pieces) | सेट | [10 empty] | 31541 | 31541 | 31541 | 31541
59.16 | 33 KV Link Switch (3 pieces) | सेट | [10 empty] | 47428 | 47428 | 47428 | 47428
59.17 | Super Enamelled Copper wire (Different sizes) | के.जी. | [10 empty] | 1156 | 1156 | 1156 | 1156
59.18 | Paper Insulator(copper wire) | के.जी. | [10 empty] | 1188 | 1188 | 1188 | 1188
59.19 | D-iron with shackel insulator | सेट | [10 empty] | 232 | 232 | 232 | 232
59.2 | Pole Clamp PC1 | संख्या | [10 empty] | − | − | 140.01 | 140.01 |  | NEA Rate 81/82
59.21 | Pole Clamp PC2 | संख्या | [10 empty] | − | − | 160.79 | 160.79 |  | NEA Rate 81/82
59.22 | 100X50X50X6X300mm Galvanized Channel | संख्या | [10 empty] | − | − | 392.68 | 392.68 |  | NEA Rate 81/82
59.23 | 100X50X50X6X1200mm Galvanized Channel | संख्या | [10 empty] | − | − | 1847.14 | 1847.14 |  | NEA Rate 81/82
59.24 | 100X50X50X6X2390mm Galvanized Channel | संख्या | [10 empty] | − | − | 3910 | 3910 |  | NEA Rate 81/82
59.25 | 100X50X50X6X1500mm Galvanized T-Channel | संख्या | [10 empty] | − | − | 1951 | 1951 |  | NEA Rate 81/82
59.26 | 100x50x50x6x1900 mm offset Channel | संख्या | [10 empty] | − | − | 3424 | 3424 |  | NEA Rate 81/82
59.27 | 100 square mm XLPE Covered Conductor | मि. | [10 empty] | − | − | 216.24 | 216.24 |  | NEA Rate 81/82
59.28 | 55 square mm XLPE Covered Conductor | मि. | [10 empty] | − | − | 145.005 | 145.005 |  | NEA Rate 81/82
59.29 | 150 square mm Wolf Conductor | मि. | [10 empty] | − | − | 232.32 | 232.32 |  | NEA Rate 81/82
60 | Multistand flexible wire for house wiring (90m per coil) NS marked Eqv | [16 empty] | Pioneer | Bhusal | SP
60.01 | 1.0 sq.mm PVC insulated copper wire | कोइल | [10 empty] | 1075 | 1075 | 1103.7025 | 1420 |  | 2840 | 3245 | 1947 | 40% | 28.66%
60.02 | 1.50 sq.mm PVC insulated copper wire | कोइल | [10 empty] | 1721 | 1721 | 1766.9507 | 2110 |  | 4220 | 4775 | 2865 | 40% | 19.41%
60.03 | 2.5 sq.mm PVC insulated copper wire | कोइल | [10 empty] | 2528 | 2528 | 2595.4976 | 3430 |  | 6860 | 7915 | 4749 | 40% | 32.15%
60.04 | 4.0 sq.mm PVC insulated copper wire | कोइल | [10 empty] | 4088 | 4088 | 4197.1496 | 5415 |  | 10830 | 12550 | 7530 | 40% | 29.02%
60.05 | 6.0 sq.mm PVC insulated copper wire | कोइल | [10 empty] | 6455 | 6455 | 6627.3485 | 8250 |  | 16500 | 18800 | 11280 | 40% | 24.48%
60.06 | 10 sq.mm PVC insulated copper wire | कोइल | [10 empty] | 10758 | 10758 | 11045.2386 | 13365 |  | 26730 | 31795 | 19077 | 40% | 21%
61 | LED Bulb with all accessories
61.01 | 12 Watt | गोटा | [10 empty] | − | 325 | 325 | 325
61.02 | 15 Watt | गोटा | [10 empty] | − | 350 | 350 | 350 |  | 300 | Baltra
61.03 | 20 Watt | गोटा | [10 empty] | − | 410 | 410 | 410
61.04 | 24 Watt | गोटा | [10 empty] | − | 585 | 585 | 585
61.05 | 30 Watt | गोटा | [10 empty] | − | 670 | 670 | 670 |  | 570 | himstar
62 | Street Light set with Sensor IP65 with all accessories
62.01 | 30 Watt | गोटा | [10 empty] | − | 3330 | 3330 | 3330
62.02 | 40 Watt | गोटा | [10 empty] | − | 4145 | 4145 | 4145
62.03 | 50 Watt | गोटा | [10 empty] | − | 5050 | 5050 | 5050
63 | Flood Light set with Sensor IP65 with all accessories
63.01 | 100 Watt | गोटा | [10 empty] | − | 7450 | 7450 | 7450 |  | 4587 | himstar
63.02 | 200 Watt | गोटा | [10 empty] | − | 11090 | 11090 | 11090
64 | Street Light set with casing and bulb with all accessories
64.01 | 12 Watt | गोटा | [10 empty] | − | 1580 | 1580 | 1580
64.02 | 15 Watt | गोटा | [10 empty] | − | 1700 | 1700 | 1700

## Micro hydro
९. लघू जलविद्यूत सम्बन्धी सामाग्री
qm=;+= | lgdf{)f ;fdu¦Lsf] ljj/)f | OsfO{ | cf=a= 062÷063 | cf=a= 2066÷67 | cf=a= 2067÷68 | cf=a= 2068÷69 | cf=a= 2074÷75 | cf=a= 2075÷76 | cf=a= 2076÷77 sf] :jLs[t b/ /]^ | cf=a= 2077÷78 sf] :jLs[t b/ /]^ | cf=a= 2078÷79 sf] :jLs[t b/ /]^ | cf=a= 2079÷80 sf] :jLs[t b/ /]^ | आ.व. २०८०/०८१ को दररेट | आ.व. २०८१/०८२ को दररेट | आ.व. २०८२/०८३ को दररेट | आ.व. २०८३/०८४ को दररेट | s}lkmot
Electro mechanical component for micro hydro
s= | Mechanical Components
1 | Intake Accessories
1=1 | Coarse Trash rack (0.6m x 0.5) | j=dL= |  |  |  |  | 17700 | 17700 | 17700 | 17700 | 17700 | 19470 | 19470 | 19470 | 19470 | 19470
1=2 | Sluice Gate (1.6 height 0.5x0.5 m opening ) | ;]^ |  |  |  |  | 10100 | 10100 | 10100 | 10100 | 10100 | 11110 | 11110 | 11110 | 11110 | 11110
2 | Pipe Accessories
2=1 | Penstock Pipe MS 225 mm ID, 3.5 mm thickness | /=dL= |  |  |  |  | 3350 | 3350 | 3350 | 3350 | 3350 | 3685 | 3685 | 3685 | 3685 | 3685
3 | Turbine
3=1 | Crossflow turbine (T15) Runner Diameter 300 mm, Runner Length 75 mm, 540 RPM, Shaft power 10 kw | ;]^ |  |  |  |  | 300000 | 300000 | 300000 | 300000 | 300000 | 330000 | 330000 | 330000 | 330000 | 330000
v | Electrical Components
1 | Generator
1=1 | Synchronous, 15 KVA, 400 V, 1500 RPM | ;]^ |  |  |  |  | 15000 | 15000 | 15000 | 15000 | 15000 | 16500 | 16500 | 16500 | 16500 | 16500 | मु.अ.कर छुट
2 | Protection System
2=1 | MCCBs
| MCCB on the generator side (32A) | uf]^f |  |  |  |  | 7100 | 7100 | 7100 | 7100 | 7100 | 7810 | 7810 | 7810 | 7810 | 7810
| MCCB after ELC (20 A) | uf]^f |  |  |  |  | 5900 | 5900 | 5900 | 5900 | 5900 | 6490 | 6490 | 6490 | 6490 | 6490
| MCB for House Holds | uf]^f |  |  |  |  | 300 | 300 | 300 | 300 | 300 | 330 | 330 | 330 | 330 | 330
2=2 | Earthing Set (600 x 600 x 3) mm including 8 SWG copper wire | ;]^ |  |  |  |  | 10600 | 10600 | 10600 | 10600 | 10600 | 11660 | 11660 | 11660 | 11660 | 11660
3 | Conductor
3=1 | ACSR Conductor (weasel) | /=dL= |  |  |  |  | 31 | 31 | 31 | 31 | 31 | 34.1 | 34.1 | 34.1 | 34.1 | 34.1
3=2 | ACSR Conductor (Squirrel) | /=dL= |  |  |  |  | 24 | 24 | 24 | 24 | 24 | 26.4 | 26.4 | 26.4 | 26.4 | 26.4
3=3 | ACSR Conductor (Rabbit) | /=dL= |  |  |  |  | 47 | 47 | 47 | 47 | 47 | 51.7 | 51.7 | 51.7 | 51.7 | 51.7
3=4 | Concentric Cable 6 sq.m | /=dL= |  |  |  |  | 26 | 26 | 26 | 26 | 26 | 28.6 | 28.6 | 28.6 | 28.6 | 28.6 |  | 38 | Pioneer Cable

## Vividh
१०. विविध निर्माण सामाग्री
qm=;+= | lgdf{)f ;fdu¦Lsf] ljj/)f | OsfO{ | cf=a= 2074÷75 | cf=a= 2075÷76 | cf=a= 2076÷77 sf] :jLs[t b/ /]^ | cf=a= 2077÷78 sf] :jLs[t b/ /]^ | cf=a= 2078÷79 sf] :jLs[t b/ /]^ | cf=a= 2079÷80 sf] :jLs[t b/ /]^ | आ.व. २०८०/०८१ को दररेट | आ.व. २०८१/०८२ को दररेट | आ.व. २०८२/०८३ को दररेट | आ.व. २०८३/०८४ को दररेट | s}lkmot
1 | af+;sf] sl^é+ 5 lkm^ nDafO{ | sl^ª | 31.5 | 33 | 33 | 33 | 33 | 36.3 | 36.3 | 36.3 | 36.3 | 36.3
2 | *f]/L g/Ljn | s]= hL= | 110.25 | 116 | 116 | 116 | 116 | 127.6 | 127.6 | 127.6 | 127.6 | 127.6
3 | *f]/L ags; | s]= hL= | 68.25 | 72 | 72 | 72 | 72 | 79.2 | 79.2 | 79.2 | 79.2 | 79.2
4 | *f]/L h'^sf] | s]= hL= | 110.25 | 116 | 116 | 116 | 116 | 127.6 | 127.6 | 127.6 | 127.6 | 127.6
5 | r^fO{ | j= dL= | 78.75 | 83 | 83 | 83 | 83 | 91.3 | 91.3 | 91.3 | 91.3 | 91.3
6 | cf/=l;=l;=kf]n -sf+*]tf/jf/÷cGosf] nflu _ |  | 5.25 | 6 | 6 | 6 | 6 | 6.6 | 6.6 | 6.6 | 6.6 | 6.6
s | 4"X4"X6 lkm^ nfdf] -7 PdPd df]^f] &f*f] 4 j^f / 4.75 PdPd df]^f] /Lª 15;]dL b'/Ldf kmnfd] *)*L k¦of]u ul/ lgdf{)f ul/Psf] | uf]^f | 987 | 1036 | 1036 | 1036 | 1036 | 1139.6 | 1139.6 | 1139.6 | 1139.6 | 1139.6
v | 4"X4"X7 lkm^ nfdf] lkm^ nfdf] -7 PdPd df]^f] &f*f] 4j^f / 4.75 PdPd df]^f] /Lª 15;]dL b'/Ldf kmnfd] *)*L k¦of]u ul/ lgdf{)f ul/Psf] | uf]^f | 1113 | 1169 | 1169 | 1169 | 1169 | 1285.9 | 1285.9 | 1285.9 | 1285.9 | 1285.9
7 | vfnL jf]/f -50s]]= hL= Ifdtf ePsf] h"^sf]_ | uf]^f | 42 | 44 | 44 | 44 | 44 | 48.4 | 48.4 | 48.4 | 48.4 | 48.4
s | vfnL jf]/f -50s]]=hL=Ifdtf ePsf] Knf:^Lssf]_ | uf]^f | 21 | 22 | 22 | 22 | 22 | 24.2 | 24.2 | 24.2 | 24.2 | 24.2
v | vfnL jf]/f -100s]]=hL= Ifdtf ePsf] h"^sf]_ | uf]^f | 89.25 | 94 | 94 | 94 | 94 | 103.4 | 103.4 | 103.4 | 103.4 | 103.4
u | GEO BAGS size 102cm*72cm;50 kg capacity; 330 GSM Non wooven | uf]^f | [6 empty] | 240 | 240 | 240 | 240
8 | tf/ a¦"; ;fdfGo | uf]^f | 42 | 44 | 44 | 44 | 44 | 48.4 | 48.4 | 48.4 | 48.4 | 48.4
9 | /+u nufpg] a¦"; | O{Gr | 70.35 | 74 | 74 | 74 | 74 | 81.4 | 81.4 | 81.4 | 81.4 | 81.4
10 | y"G;]÷*f]sf] | uf]^f | 215.25 | 226 | 226 | 226 | 226 | 248.6 | 248.6 | 248.6 | 248.6 | 248.6
11 | af+;sf] ^f]s/L | uf]^f | 215.25 | 226 | 226 | 226 | 226 | 248.6 | 248.6 | 248.6 | 248.6 | 248.6
12 | a]tsf] ^f]s/L | uf]^f | 346.5 | 364 | 364 | 364 | 364 | 400.4 | 400.4 | 400.4 | 400.4 | 400.4
13 | s"rf] -cld¦;fsf]_ | uf]^f | 57.75 | 61 | 61 | 61 | 61 | 67.1 | 67.1 | 67.1 | 67.1 | 100
14 | s"rf] -afljofsf]_ | uf]^f | 42 | 44 | 44 | 44 | 44 | 48.4 | 48.4 | 48.4 | 48.4 | 48.4
15 | g/Ljnsf] emf*" | uf]^f | 57.75 | 61 | 61 | 61 | 61 | 67.1 | 67.1 | 67.1 | 67.1 | 67.1

## Official
११. सरकारी कार्यालयमा आवश्यक हुने अन्य मालसामान सम्बन्धी दर
qm=;+= | lgdf{)f ;fdu¦Lsf] ljj/)f | OsfO{ | cf=a=074÷75 | cf=a=2075÷76 | cf=a= 2076÷77 sf] :jLs[t b/ /]^ | cf=a= 2077÷78 sf] :jLs[t b/ /]^ | cf=a= 2078÷79 sf] :jLs[t b/ /]^ | cf=a= 2079÷80sf] :jLs[t b/ /]^ | आ.व. २०८०/०८१ को दररेट | आ.व. २०८१/०८२ को दररेट | आ.व. २०८२/०८३ को दररेट | आ.व. २०८३/०८४ को दररेट | s}lkmot | FY | Labor Input | Increase in Price | लेवरको भुमिका हुने आइटममा मात्र
s= | l^Da/ skf]{/]zg;+u ;DalGwt | [12 empty] | 82-83 | 70% | 2%
| sf& bfp/f s^fg d"%fg ;DaGwL | [12 empty] | 83-84 | 70% | 5%
1= | sf&sf] uf]lnof sf& s^fg d"%fg
| s_ uf]]lnof tyf aNnfaNnL s^fg, d"%fg | k¦lt #=lkm= | 23 | 23 | 24 | 24 | 24 | 26.4 | 26.4 | 28 | 28.392 | 29.3857
| v_ uf]]lnof tyf aNnfaNnL ofl*{é | k¦lt #=lkm= | 21 | 21 | 22 | 22 | 22 | 24.2 | 24.2 | 26 | 26.364 | 27.2867
| u_ uf]]lnof tyf aNnfaNnL nf]l*é | k¦lt #=lkm= | 19 | 19 | 20 | 20 | 20 | 22 | 22 | 23 | 23.322 | 24.1383
| #_ uf]]lnof tyf aNnfaNnL cgnf]l*é | k¦lt #=lkm= | 5 | 5 | 6 | 6 | 6 | 6.6 | 6.6 | 7 | 7.098 | 7.3464
| ª_ uf]]lnof tyf aNnfaNnL af]s¦f lemSg] / l/ª sf6\g] | k¦lt #=lkm= | 3 | 3 | 3.5 | 3.5 | 3.5 | 3.85 | 3.85 | 4 | 4.056 | 4.198
| r_ uf]nLof sf& kfonLé | k¦lt #=lkm= | 7 | 7 | 7.5 | 7.5 | 7.5 | 8.25 | 8.25 | 9 | 9.126 | 9.4454
| %_ uf]nLof sf& u¦]l*u+ | k¦lt #=lkm= | 7 | 7 | 7.5 | 7.5 | 7.5 | 8.25 | 8.25 | 8.5 | 8.619 | 8.9207
2= | h+unaf^ uf]lnof sf& #f^ub\bL;Dd ("jfgL tkm{
| s_ 0 ls= dL= b]lv 5 ls=dL= ;Dd | k¦lt #=lkm= | 35 | 35 | 36 | 36 | 36 | 39.6 | 39.6 | 39.6 | 40.1544 | 41.5598
| v_ 5 ls= dL= b]lv 10 ls=dL= ;Dd | k¦lt #=lkm= | 40 | 40 | 41 | 41 | 41 | 45.1 | 45.1 | 45.1 | 45.7314 | 47.332
| u_ 10 ls= dL= b]lv 15 ls=dL= ;Dd | k¦lt #=lkm= | 42 | 42 | 43 | 43 | 43 | 47.3 | 47.3 | 47.3 | 47.9622 | 49.6409
| #_ 15 ls= dL= b]lv 20 ls=dL= ;Dd | k¦lt #=lkm= | 44 | 44 | 45 | 45 | 45 | 49.5 | 49.5 | 49.5 | 50.193 | 51.9498
| ª_ 20 ls= dL= b]lv 25 ls=dL= ;Dd | k¦lt #=lkm= | 46 | 46 | 47 | 47 | 47 | 51.7 | 51.7 | 51.7 | 52.4238 | 54.2586
| r_ 25 b]lv dfly | k¦lt #=lkm= | 48 | 48 | 49 | 49 | 49 | 53.9 | 53.9 | 53.9 | 54.6546 | 56.5675
3= | bfp/f s^fg, d"%fg tkm{
| s_ 20X5X5 lkm^ ;fOhsf] bfp/f s^fg, d"%fg | k¦lt r§f | 3292 | 3292 | 3300 | 3300 | 3300 | 3630 | 3630 | 3630 | 3680.82 | 3809.6487
| v_ 20X5X5 lkm^ ;fOhsf] bfp/f ofl*{ª | k¦lt r§f | 1704 | 1704 | 1710 | 1710 | 1710 | 1881 | 1881 | 1881 | 1907.334 | 1974.0907
| u_ 20X5X5 lkm^ ;fOhsf] bfp/f nf]l*é | k¦lt r§f | 1559 | 1559 | 1560 | 1560 | 1560 | 1716 | 1716 | 1716 | 1740.024 | 1800.9248
| #_ 20X5X5 lkm^ ;fOhsf] bfp/f cgnf]l*é | k¦lt r§f | 364 | 364 | 365 | 365 | 365 | 401.5 | 401.5 | 401.5 | 407.121 | 421.3702
| ª_ 20X5X5 lkm^ ;fOhsf] bfp/f r^\^f lgdf{)f | k¦lt r§f | 1068 | 1068 | 1070 | 1070 | 1070 | 1177 | 1177 | 1177 | 1193.478 | 1235.2497
4= | bfp/f ("jfgL tkm{
| s_ 0 ls= dL= b]lv 5 ls=dL= ;Dd | k¦lt r§f | 3407 | 3407 | 3410 | 3410 | 3410 | 3751 | 3751 | 3751 | 3803.514 | 3936.637
| v_ 5 ls= dL= b]lv 10 ls=dL= ;Dd | k¦lt r§f | 3581 | 3581 | 3590 | 3590 | 3590 | 3949 | 3949 | 3949 | 4004.286 | 4144.436
| u_ 10 ls= dL= b]lv 15 ls=dL= ;Dd | k¦lt r§f | 3725 | 3725 | 3730 | 3730 | 3730 | 4103 | 4103 | 4103 | 4160.442 | 4306.0575
| #_ 15 ls= dL= b]lv 20 ls=dL= ;Dd | k¦lt r§f | 3829 | 3829 | 3830 | 3830 | 3830 | 4213 | 4213 | 4213 | 4271.982 | 4421.5014
| ª_ 20 / ;f] eGbf dfly | k¦lt r§f | 3985 | 3985 | 3985 | 3985 | 3985 | 4383.5 | 4383.5 | 4383.5 | 4444.869 | 4600.4394
5= | %kfg vr{ | k¦lt ?v | 21 | 21 | 21 | 21 | 21 | 23.1 | 23.1 | 23.1
6 | #f^ub\bLaf^ ldndf uf]lnof l;kd]G^M
lr/fg tkm{ M
s= | lr/fg pTkfbg, afsn, s^lk;, e"; kmfNg] cflb | k¦lt #=lkm= | 71.5 | 71.5 | 72 | 72 | 72 | 79.2 | 79.2 | 79.2 | 80.3088 | 83.1196
v= | cg;fOh pTkfbg | k¦lt SjL= | 99 | 99 | 100 | 100 | 100 | 110 | 110 | 110 | 111.54 | 115.4439
u= | lr/fg nf]* | k¦lt #=lkm= | 19.41 | 19.5 | 19.5 | 19.5 | 19.5 | 21.45 | 21.45 | 21.45 | 21.7503 | 22.5116
#= | lr/fg cgnf]* | k¦lt #=lkm= | 7.76 | 7.76 | 7.8 | 7.8 | 7.8 | 8.58 | 8.58 | 8.58 | 8.7001 | 9.0046
ª= | afsn cg;fOh nf]* | k¦lt SjL= | 26.4 | 26.4 | 26.5 | 26.5 | 26.5 | 29.15 | 29.15 | 29.15 | 29.5581 | 30.5926
r= | afsn cg;fOh cgnf]* | k¦lt SjL= | 9.35 | 9.35 | 9.5 | 9.5 | 9.5 | 10.45 | 10.45 | 10.45 | 10.5963 | 10.9672
%= | lr/fg kfOlnÎ | k¦lt #=lkm= | 6.6 | 6.6 | 6.6 | 6.6 | 6.6 | 7.26 | 7.26 | 7.26 | 7.3616 | 7.6193
h= | 100 dL= eGbf ^f(faf^ ldn%]p;Dd uf]lnof a]fSg] sfo{ | k¦lt #=lkm= | 7.76 | 7.76 | 7.8 | 7.8 | 7.8 | 8.58 | 8.58 | 8.58 | 8.7001 | 9.0046
em= | ldndf uf]lnof l;kd]G^ -#f^ub\bLaf^ nf]l*ª_ | k¦lt #=lkm= | 33 | 33 | 33 | 33 | 33 | 36.3 | 36.3 | 36.3 | 36.8082 | 38.0965
`= | ldndf uf]lnof l;kd]G^ -#f^ub\bLaf^ cgnf]l*ª_ | k¦lt #=lkm= | 7.76 | 7.76 | 8.8 | 8.8 | 8.8 | 9.68 | 9.68 | 9.68 | 9.8155 | 10.1591
^= | lr/fg sf& ('jfgL | [10 empty] | 0
| s_ 0 ls= dL= b]lv 5 ls=dL= ;Dd | k¦lt SjL= | 20 | 20 | 20 | 20 | 20 | 22 | 22 | 22 | 22.308 | 23.0888
| v_ 5 ls= dL= b]lv 10 ls=dL= ;Dd | k¦lt SjL= | 23 | 23 | 23 | 23 | 23 | 25.3 | 25.3 | 25.3 | 25.6542 | 26.5521
| u_ 10 ls= dL= eGbf dfly | k¦lt SjL= | 26 | 26 | 26 | 26 | 26 | 28.6 | 28.6 | 28.6 | 29.0004 | 30.0154
&= | ldndf uf]lnof ("jfgL-#f^ub\bLaf^_ |  |  |  |  | 0 | 0 |  |  |  |  | 0
| s_ 0 ls= dL= b]lv 5 ls=dL= ;Dd | k¦lt #=lkm= | 27 | 27 | 27 | 27 | 27 | 29.7 | 29.7 | 29.7 | 30.1158 | 31.1699
| v_ 5 ls= dL= b]lv 10 ls=dL= ;Dd | k¦lt #=lkm= | 30 | 30 | 30 | 30 | 30 | 33 | 33 | 33 | 33.462 | 34.6332
| u_ 10 ls= dL= b]lv 15 ls=dL= ;Dd | k¦lt #=lkm= | 33 | 33 | 33 | 33 | 33 | 36.3 | 36.3 | 36.3 | 36.8082 | 38.0965
| #_ 15 ls= dL= b]lv 20 ls=dL= ;Dd | k¦lt #=lkm= | 36 | 36 | 36 | 36 | 36 | 39.6 | 39.6 | 39.6 | 40.1544 | 41.5598
| ª_ 20 / ;f] eGbf dfly | k¦lt #=lkm= | 38 | 38 | 38 | 38 | 38 | 41.8 | 41.8 | 41.8 | 42.3852 | 43.8687
v= | sfof{no;+u ;DalGwt af]^ la?jf / cGo ;dfu¦LM
1 | af; -#gf_ | uf]^f | 219.45 | 219.45 | 220 | 220 | 220 | 242 | 250 | 250 | 250 | 250
4 | e"O{ s^x/sf] /fOhd | uf]^f | 1.785 | 1.785 | 1.8 | 1.8 | 1.8 | 1.98 | 1.98 | 1.98 | 1.98 | 1.98
5 | clDn;f] /fOhd ;d]t | uf]^f | 4.095 | 4.095 | 4.095 | 4.095 | 4.095 | 4.5045 | 7 | 7 | 7 | 7
6 | sf+; h/f ;d]t | uf]^f | 0.63 | 0.63 | 0.65 | 0.65 | 0.65 | 0.715 | 0.715 | 0.715 | 0.715 | 0.715
7 | af;sf] la?jf sl^é -2 b]lv 3 aif{_ | uf]^f | 173.25 | 173.25 | 174 | 174 | 174 | 191.4 | 191.4 | 191.4 | 191.4 | 191.4
8 | NB-21,;]^; | ;]^ | 2.94 | 2.94 | 2.94 | 2.94 | 2.94 | 3.234 | 3.234 | 3.234 | 3.234 | 3.234
9 | laleGg hftsf #f; | ;]^ | 1.785 | 1.785 | 1.785 | 1.785 | 1.785 | 1.9635 | 1.9635 | 1.9635 | 1.9635 | 1.9635
10 | cfk cd¦kfnL,dNnLsf cflb-2,3 jif{ sndL | uf]^f | 173.25 | 173.25 | 173.5 | 173.5 | 173.5 | 190.85 | 190.85 | 190.85 | 190.85 | 190.85
11 | cfk dfnbx,b;x/L cflb-2,3 jif{ sndL | uf]^f | 115.5 | 115.5 | 116 | 116 | 116 | 127.6 | 127.6 | 127.6 | 127.6 | 127.6
12 | lnrL | uf]^f | 80.85 | 80.85 | 81 | 81 | 81 | 89.1 | 89.1 | 89.1 | 89.1 | 89.1
13 | s^x/ | uf]^f | 34.65 | 34.65 | 34.7 | 34.7 | 34.7 | 38.17 | 38.17 | 38.17 | 38.17 | 38.17
14 | cgf/ | uf]^f | 138.6 | 138.6 | 139 | 139 | 139 | 152.9 | 152.9 | 152.9 | 152.9 | 152.9
15 | sfutL sndL | uf]^f | 57.75 | 57.75 | 57.8 | 57.8 | 57.8 | 63.58 | 63.58 | 63.58 | 63.58 | 63.58
16 | gf;kftL | uf]^f | 46.2 | 46.2 | 46.3 | 46.3 | 46.3 | 50.93 | 50.93 | 50.93 | 50.93 | 50.93
17 | s]/f | uf]^f | 34.65 | 34.65 | 34.7 | 34.7 | 34.7 | 38.17 | 38.17 | 38.17 | 38.17 | 38.17
u= | kz" ;]jf sfof{no;+u ;DalGwt
1 | h} #f;sf] lap | k¦lt s]=lh= | 63 | 63 | 63 | 63 | 63 | 69.3 | 69.3 | 69.3 | 69.3 | 69.3
2 | alif{d #f;sf] lap | k¦lt s]=lh= | 336 | 336 | 336 | 336 | 336 | 369.6 | 369.6 | 369.6 | 369.6 | 369.6
3 | e]r | k¦lt s]=lh= | 63 | 63 | 63 | 63 | 63 | 69.3 | 69.3 | 69.3 | 69.3 | 69.3
4 | l^of];]G^L -#f;sf] ljp_ | k¦lt s]=lh= | 126 | 126 | 126 | 126 | 126 | 138.6 | 138.6 | 138.6 | 138.6 | 138.6
5 | :^fO{nf] s's-#f;sf] ljp_ | k¦lt s]=lh= | 682.5 | 682.5 | 682.5 | 682.5 | 682.5 | 750.75 | 750.75 | 750.75 | 750.75 | 750.75
6 | *fn] #f;sf] j]gf{ | uf]^f | 21 | 21 | 21 | 21 | 21 | 23.1 | 23.1 | 23.1 | 23.1 | 23.1
7 | ;'*fg #fF;sf] ljp | k¦lt s]=lh= | 105 | 105 | 105 | 105 | 105 | 115.5 | 115.5 | 115.5 | 115.5 | 115.5
8 | afh/f #f;sf] lap | k¦lt s]=lh= | 105 | 105 | 105 | 105 | 105 | 115.5 | 115.5 | 115.5 | 115.5 | 115.5
9 | g]lko/ ;]^ | ;]^ | 2.1 | 2.1 | 2.1 | 2.1 | 2.1 | 2.31 | 2.31 | 2.31 | 2.31 | 2.31
10 | vGo' | k¦lt af]^ | 15.75 | 15.75 | 15.75 | 15.75 | 15.75 | 17.325 | 17.325 | 17.325 | 17.325 | 17.325
11 | OlknOlkn | k¦lt af]^ | 5.25 | 5.25 | 5.25 | 5.25 | 5.25 | 5.775 | 5.775 | 5.775 | 5.775 | 5.775
12 | lsDa' | k¦lt af]^ | 5.25 | 5.25 | 5.25 | 5.25 | 5.25 | 5.775 | 5.775 | 5.775 | 5.775 | 5.775
13 | af]sf k¦hgg\sf] nflu -ljleGg pGgt hftsf]_ | k¦lt uf]^f | 13125 | 13125 | 13125 | 13125 | 13125 | 14437.5 | 14437.5 | 14437.5 | 14437.5 | 14437.5
14 | afv¦f k¦hgg\ of]Uo -pGgt hftsf]_ | k¦lt uf]^f | 5250 | 5250 | 5250 | 5250 | 5250 | 5775 | 5775 | 5775 | 5775 | 5775
15 | a+u'/ sf] aRrf -pGgt hftsf] 45 lbg dflysf] :yfgLo hft_ | k¦lt uf]^f | 3150 | 3150 | 3150 | 3150 | 3150 | 3465 | 3465 | 3465 | 3465 | 3465
16 | a+u'/ sf] aRrf -pGgt hftsf] 45 lbg dflysf] pGgt hft_ | k¦lt uf]^f | 4725 | 4725 | 4725 | 4725 | 4725 | 5197.5 | 5197.5 | 5197.5 | 5197.5 | 5197.5
#= | jg sfof{no;Fu ;DalGwt
s= | af]^lj?jfx?
1 | a}; | uf]^f | 21 | 21 | 21 | 21 | 21 | 23.1 | 23.1 | 23.1 | 23.1 | 23.1
2 | af+;sf] /fOhd -#gf sf^L h/f ;d]t_ | uf]^f | 155 | 155 | 156 | 156 | 156 | 171.6 | 200 | 200 | 200 | 200
7 | jg la?jf -g;{/Ldf pdfg]{_ g;{/L gfOs] afx]s | uf]^f | 10.5 | 10.5 | 10.6 | 10.6 | 10.6 | 11.66 | 11.66 | 11.66 | 11.66 | 11.66
8 | jg la?jf -g;{/Ldf pdfg]{_ g;{/L gfOs] lj?jf &'nf] kf]nL Aofudf | uf]^f | 210 | 210 | 210 | 210 | 210 | 231 | 231 | 231 | 231 | 231
9 | v/ -16 d"Ýf _ | a)*n | 262.5 | 262.5 | 262.5 | 262.5 | 262.5 | 288.75 | 288.75 | 288.75 | 288.75 | 288.75
10 | d;nf | uf]^f | 12.6 | 12.6 | 12.6 | 12.6 | 12.6 | 13.86 | 13.86 | 13.86 | 13.86 | 13.86
11 | sbd | uf]^f | 12.6 | 12.6 | 12.6 | 12.6 | 12.6 | 13.86 | 13.86 | 13.86 | 13.86 | 13.86
12 | l^s | uf]^f | 31.5 | 31.5 | 31.5 | 31.5 | 31.5 | 34.65 | 34.65 | 34.65 | 34.65 | 34.65
13 | l;l/; | uf]^f | 10.5 | 10.5 | 10.5 | 10.5 | 10.5 | 11.55 | 11.55 | 11.55 | 11.55 | 11.55
14 | l;;f} | uf]^f | 8.4 | 8.4 | 8.4 | 8.4 | 8.4 | 9.24 | 9.24 | 9.24 | 9.24 | 9.24
15 | asfOgf] | uf]^f | 8.4 | 8.4 | 8.4 | 8.4 | 8.4 | 9.24 | 9.24 | 9.24 | 9.24 | 9.24
16 | hfd'g | uf]^f | 15.75 | 15.75 | 15.75 | 15.75 | 15.75 | 17.325 | 17.325 | 17.325 | 17.325 | 17.325
17 | Sofl;of | uf]^f | 10.5 | 10.5 | 10.5 | 10.5 | 10.5 | 11.55 | 11.55 | 11.55 | 11.55 | 11.55
18 | h]^«f]kmf | uf]^f | 10.5 | 10.5 | 10.5 | 10.5 | 10.5 | 11.55 | 11.55 | 11.55 | 11.55 | 11.55
19 | a*x/ | uf]^f | 15.75 | 15.75 | 15.75 | 15.75 | 15.75 | 17.325 | 17.325 | 17.325 | 17.325 | 17.325
20 | cdnf | uf]^f | 15.75 | 15.75 | 15.75 | 15.75 | 15.75 | 17.325 | 17.325 | 17.325 | 17.325 | 17.325
21 | ;k{uGwf | uf]^f | 21 | 21 | 21 | 21 | 21 | 23.1 | 23.1 | 23.1 | 23.1 | 23.1
22 | O{dnL | uf]^f | 10.5 | 10.5 | 10.5 | 10.5 | 10.5 | 11.55 | 11.55 | 11.55 | 11.55 | 11.55
23 | lgd | uf]^f | 17.85 | 17.85 | 17.85 | 17.85 | 17.85 | 19.635 | 19.635 | 19.635 | 19.635 | 19.635
24 | /QmrGbg | uf]^f | 52.5 | 52.5 | 52.5 | 52.5 | 52.5 | 57.75 | 57.75 | 57.75 | 57.75 | 57.75
25 | Ps]l;of | uf]^f | 21 | 21 | 21 | 21 | 21 | 23.1 | 23.1 | 23.1 | 23.1 | 23.1
26 | s'l/nf] | uf]^f | 8.4 | 8.4 | 8.4 | 8.4 | 8.4 | 9.24 | 9.24 | 9.24 | 9.24 | 9.24
27 | t]hkft | uf]^f | 21 | 21 | 21 | 21 | 21 | 23.1 | 23.1 | 23.1 | 23.1 | 23.1
28 | ch"{g | uf]^f | 10.5 | 10.5 | 10.5 | 10.5 | 10.5 | 11.55 | 11.55 | 11.55 | 11.55 | 11.55
29 | vo/ | uf]^f | 12.6 | 12.6 | 12.6 | 12.6 | 12.6 | 13.86 | 13.86 | 13.86 | 13.86 | 13.86
30 | af]Qn a¦; | uf]^f | 12.6 | 12.6 | 12.6 | 12.6 | 12.6 | 13.86 | 13.86 | 13.86 | 13.86 | 13.86
31 | aa'n | uf]^f | 10.5 | 10.5 | 10.5 | 10.5 | 10.5 | 11.55 | 11.55 | 11.55 | 11.55 | 11.55
32 | rfk | uf]^f | 17.85 | 17.85 | 17.85 | 17.85 | 17.85 | 19.635 | 19.635 | 19.635 | 19.635 | 19.635
33 | czf]sf | uf]^f | 52.5 | 52.5 | 52.5 | 52.5 | 52.5 | 57.75 | 57.75 | 57.75 | 57.75 | 57.75
34 | lzQnlrgL | uf]^f | 57.75 | 57.75 | 57.75 | 57.75 | 57.75 | 63.525 | 63.525 | 63.525 | 63.525 | 63.525
35 | u'ndf]x/ | uf]^f | 15.75 | 15.75 | 15.75 | 15.75 | 15.75 | 17.325 | 17.325 | 17.325 | 17.325 | 17.325
36 | lj/]Gb¦ km'n | uf]^f | 15.75 | 15.75 | 15.75 | 15.75 | 15.75 | 17.325 | 17.325 | 17.325 | 17.325 | 17.325
37 | sfO{of] | uf]^f | 15.75 | 15.75 | 15.75 | 15.75 | 15.75 | 17.325 | 17.325 | 17.325 | 17.325 | 17.325
38 | ;tL;fn | uf]^f | 21 | 21 | 21 | 21 | 21 | 23.1 | 23.1 | 23.1 | 23.1 | 23.1
39 | ljho;fn | uf]^f | 21 | 21 | 21 | 21 | 21 | 23.1 | 23.1 | 23.1 | 23.1 | 23.1
40 | >Lv)* | uf]^f | 26.25 | 26.25 | 26.25 | 26.25 | 26.25 | 28.875 | 28.875 | 28.875 | 28.875 | 28.875
41 | ?b¦fIf | uf]^f | 42 | 42 | 42 | 42 | 42 | 46.2 | 46.2 | 46.2 | 46.2 | 46.2
42 | w'kL | uf]^f | 21 | 21 | 21 | 21 | 21 | 23.1 | 23.1 | 23.1 | 23.1 | 23.1
43 | nx/]lkkn sl^ª | uf]^f | 52.5 | 52.5 | 52.5 | 52.5 | 52.5 | 57.75 | 57.75 | 57.75 | 57.75 | 57.75
44 | sk'/ | uf]^f | 31.5 | 31.5 | 31.5 | 31.5 | 31.5 | 34.65 | 34.65 | 34.65 | 34.65 | 34.65
45 | af+; -ljpaf^_ | uf]^f | 15.75 | 15.75 | 15.75 | 15.75 | 15.75 | 17.325 | 17.325 | 17.325 | 17.325 | 17.325
46 | kf]lnlyg ^\o"j -3″÷7″_ 200 u]h | s]hL | 273 | 273 | 273 | 273 | 273 | 300.3 | 300.3 | 300.3 | 306.306 | 306.306
47 | kf]lnlyg ^\o"j -4″÷7″_ 200 u]h | s]hL | 273 | 273 | 273 | 273 | 273 | 300.3 | 300.3 | 300.3 | 306.306 | 306.306
48 | kf]lnlyg ^\o"j -6″÷9″_ 200 u]h | s]hL | 273 | 273 | 273 | 273 | 273 | 300.3 | 300.3 | 300.3 | 306.306 | 306.306
49 | [9 empty] | 0 | 0 | 0
50 | jg la?jf -g;{/Ldf pdfg]{_g;{/L gfO{s] afx]s | uf]^f | [7 empty] | 0 | 0 | 0
51 | v/ -16 d"&f_ | aG*n | [7 empty] | 0 | 0 | 0
52 | d;nf | uf]^f | [7 empty] | 0 | 0 | 0
53 | sbd | uf]^f | [7 empty] | 0 | 0 | 0
54 | l^s | uf]^f | [7 empty] | 0 | 0 | 0
55 | l;l/; | uf]^f | [7 empty] | 0 | 0 | 0
56 | l;;f} | uf]^f | [7 empty] | 0 | 0 | 0
57 | asfOgf] | uf]^f | [7 empty] | 0 | 0 | 0
58 | hfd"g | uf]^f | [7 empty] | 0 | 0 | 0
59 | Sofl;of | uf]^f | [7 empty] | 0 | 0 | 0
60 | h]^«fkmf | uf]^f | [7 empty] | 0 | 0 | 0
61 | a*x/ | uf]^f | [7 empty] | 0 | 0 | 0
62 | cdnf | uf]^f | [7 empty] | 0 | 0 | 0
63 | ;k{uGwf | uf]^f | [7 empty] | 0 | 0 | 0
64 | Oldln | uf]^f | [7 empty] | 0 | 0 | 0
65 | gLd | uf]^f | [7 empty] | 0 | 0 | 0
66 | /QmrGbg | uf]^f | [7 empty] | 0 | 0 | 0
67 | Ps]l;of | uf]^f | [7 empty] | 0 | 0 | 0
68 | s"l/nf] | uf]^f | [7 empty] | 0 | 0 | 0
69 | t]hkQf | uf]^f | [7 empty] | 0 | 0 | 0
70 | a]n | uf]^f | [7 empty] | 0 | 0 | 0
71 | ch"{gf | uf]^f | [7 empty] | 0 | 0 | 0
72 | vo/ | uf]^f | [7 empty] | 0 | 0 | 0
73 | af]tn a¦; | uf]^f | [7 empty] | 0 | 0 | 0
74 | aa"/ | uf]^f | [7 empty] | 0 | 0 | 0
75 | rf+k | uf]^f | [7 empty] | 0 | 0 | 0
49 | ax"alif{o -5*8 kf]nL Aofu_ jg k¦hflt | uf]^f | [6 empty] | 100 | 100 | 100 | 100
50 | ax"alif{o -4* 7 Aofu_ | uf]^f | [6 empty] | 50 | 50 | 50 | 50 |  | DFO
51 | ;f}Gbo{hgs lj?jf -5*8 Aofu_ ("jfgL ;d]t | uf]^f | [6 empty] | 200 | 200 | 200 | 200 |  | 250
52 | ;f}Gbo{hgs lj?jf -4*7 Aofu_ ("jfgL ;d]t | uf]^f | [6 empty] | 150 | 150 | 150 | 150 |  | 200
53 | j]t lj?jf | uf]^f | [6 empty] | 25 | 25 | 25 | 25
54 | af+; -sndL_ | uf]^f | [6 empty] | 200 | 200 | 200 | 200
55 | af;sf] kf]nLAofu -2– 3 alif{o_ 4*7 eGbf dfly | uf]^f | [6 empty] | 150 | 150 | 150 | 150
ð | bl/of a"bL{ uf]lnof tyf aNnfalNn sf&÷bfp/f ;+sng ;DalGw
| काठ कटान मुछान | प्रति घ.फिट | [6 empty] | 27 | 29 | 29.406 | 30.4352
| यार्डिङ | प्रति घ.फिट | [6 empty] | 24.5 | 26 | 26.364 | 27.2867
| लोडिङ | प्रति घ.फिट | [6 empty] | 22.5 | 23 | 23.322 | 24.1383
| अनलोडिङ | प्रति घ.फिट | [6 empty] | 7 | 7 | 7.098 | 7.3464
| बोक्रा झिक्ने / रिङ काट्ने | प्रति घ.फिट | [6 empty] | 3.85 | 4 | 4.056 | 4.198
| पायलिङ | प्रति घ.फिट | [6 empty] | 8.25 | 9 | 9.126 | 9.4454
| ग्रेडिङ | प्रति घ.फिट | [6 empty] | 8.25 | 8.5 | 8.619 | 8.9207
नोट : रुख प्रजाति, फलफुलका विरुवा वा यस्तै प्रकारका अन्य विरुवाको हकमा जिल्ला वन कार्यालयबाट तोकिएको दररेट कायम गर्न सकिनेछ ।

## Equipment tools rate
१२. हेभी मेशिन तथा उपकरणको भाडा सम्बन्धी
मेशिन / उपकरणको नाम | पहिचानको विवरण | क्षमता/वर्ग | DoR कोड | Hire Rate in NRs. |  | Hire Rate in NRs. |  | आ.व. २०८०/०८१ को दररेट |  | आ.व. २०८१/०८२ को दररेट |  | आ.व. २०८२/०८३ को दररेट |  | आ.व. २०८३/०८४ को दररेट
|  |  |  | Per Hour | Per Shift | Per Hour | Per Shift | Per Hour | Per Shift | Per Hour | Per Shift | Per Hour | Per Shift | Per Hour/Shift
Asphalt Plant* | Universal Spot Mix : Wylie | Up to 10 Ton | 001 - | 400 | 2800 | 440 | 3080 | 440 | 3080 | सडक विभागको दररेटलाई आधार मान्ने सडक विभागको दररेटलाई आधार मान्ने सडक विभागको दररेटलाई आधार मान्ने | सडक विभागको दररेटलाई आधार मान्ने सडक विभागको दररेटलाई आधार मान्ने सडक विभागको दररेटलाई आधार मान्ने | सडक विभागको दररेटलाई आधार मान्ने सडक विभागको दररेटलाई आधार मान्ने सडक विभागको दररेटलाई आधार मान्ने | सडक विभागको दररेटलाई आधार मान्ने सडक विभागको दररेटलाई आधार मान्ने सडक विभागको दररेटलाई आधार मान्ने | सडक विभागको दररेटलाई आधार मान्ने सडक विभागको दररेटलाई आधार मान्ने सडक विभागको दररेटलाई आधार मान्ने
Asphalt Plant* | Bram Millar | Up to 10 Ton | 001 - | 500 | 3500 | 550 | 3850 | 550 | 3850
Ashalt Paver | Blow Knox BK 165 |  | 002 - | 1400 | 9800 | 1540 | 10780 | 1540 | 10780
Ashalt Mixer | Bel Mix |  | 003 - | 1000 | 7000 | 1100 | 7700 | 1100 | 7700
Broom Road | Towed |  | 009 - | 260 | 1820 | 286 | 2002 | 286 | 2002
Boring Rig | TONE |  | 011 - | 1200 | 8400 | 1320 | 9240 | 1320 | 9240
Air Compressor | Kirloskar , WR 250, SC 0707C, | 150 To 275cfm | 017 - | 250 | 1750 | 275 | 1925 | 275 | 1925
Air Compressor | Holman, D250CFM, 175 MK 11 |  | 017 - | 250 | 1750 | 275 | 1925 | 275 | 1925
Air Compressor | Maruma ES3 |  | 017 - | 250 | 1750 | 275 | 1925 | 275 | 1925
Crane Mobile | Tadano TS 100L | 5+ To 10 Ton | 021 - | 3100 | 21700 | 3410 | 23870 | 3410 | 23870
Crane Mobile | Tadano TS 150L | 10+ To 15 Ton | 021 - | 3500 | 24500 | 3850 | 26950 | 3850 | 26950
Cutter Concrete | Weber SM 182R |  | 024 - | 250 | 1750 | 275 | 1925 | 275 | 1925
Cutter Concrete | Mikasa MCD 218 DX |  | 024 - | 250 | 1750 | 275 | 1925 | 275 | 1925
Dozer Wheel | Hanomag D66C, D66D | 181 To 230 HP | 030 - | 2100 | 14700 | 2310 | 16170 | 2310 | 16170
Dozer Wheel | CAT 814 | 181 To 230 HP | 030 - | 2100 | 14700 | 2310 | 16170 | 2310 | 16170
Dozer Track | Komatsu D85ESS | 181 To 230 HP | 031 - | 3000 | 21000 | 3300 | 23100 | 3300 | 23100
Dozer Track | CAT D7G | 181 To 230 HP | 031 - | 3000 | 21000 | 3300 | 23100 | 3300 | 23100
Dozer Track | Shangdong TY 220 | 181 To 230 HP | 031 - | 3000 | 21000 | 3300 | 23100 | 3300 | 23100
Dozer Track | Hanomag D700C, D700D | 181 To 230 HP | 031 - | 2000 | 14000 | 2200 | 15400 | 2200 | 15400
Dozer Track | Komatsu D85 | 181 To 230 HP | 031 - | 2000 | 14000 | 2200 | 15400 | 2200 | 15400
Dozer Track | Yishan TY 160 | 126 To 180 HP | 031 - | 1800 | 12600 | 1980 | 13860 | 1980 | 13860
Dozer Track | BEML D65E8 | 126 To 180 HP | 031 - | 1800 | 12600 | 1980 | 13860 | 1980 | 13860
Dozer Track | CAT D6H | 126 To 180 HP | 031 - | 1800 | 12600 | 1980 | 13860 | 1980 | 13860
Dozer Track | Komatsu D53A-17; D50A | 80 To 125 HP | 031 - | 1800 | 12600 | 1980 | 13860 | 1980 | 13860
Dozer Track | Komatsu D 50A - 17 | 80 To 125 HP | 031 - | 1800 | 12600 | 1980 | 13860 | 1980 | 13860
Dozer Track | CAT D3B | 0 To 79 HP | 031 - | 1000 | 7000 | 1100 | 7700 | 1100 | 7700
Bitumin Distributor | Bedford TJ 1090 | 4 To 6 KL | 032 - | 1300 | 9100 | 1430 | 10010 | 1430 | 10010
Bitumin Distributor | ETNYRE/4700; ETNTYRE/M4148 | 4 To 6 KL | 032 - | 1300 | 9100 | 1430 | 10010 | 1430 | 10010
Bitumin Distributor | Isuzu/Hanta; Hanta/Hino FF173 K | 4 To 6 KL | 032 - | 1300 | 9100 | 1430 | 10010 | 1430 | 10010
Rock Drill(Pneum) |  |  | 034 - | 130 | 910 | 143 | 1001 | 143 | 1001
Mini Dumper | Pengyuan FC 15 | 1 To 4 Cu. M. | 035 - | 250 | 1750 | 275 | 1925 | 275 | 1925
Mini Dumper | Changai FC 1 | 1 To 4 Cu. M. | 035 - | 250 | 1750 | 275 | 1925 | 275 | 1925
Mini Dumper | Jiangsu F 15 | 1 To 4 Cu. M. | 035 - | 250 | 1750 | 275 | 1925 | 275 | 1925
Mini Dumper | Stott & Pitt SD 011 | 1 To 4 Cu. M. | 035 - | 250 | 1750 | 275 | 1925 | 275 | 1925
Mini Dumper | Thawaties | 1 To 4 Cu. M. | 035 - | 550 | 3850 | 605 | 4235 | 605 | 4235
Excavator Track | Daewoo Solar 130LC - V | 1 To 110 HP | 042 - | 1200 | 8400 | 1320 | 9240 | 1320 | 9240
Excavator Track | Kobelco SK 115 SR-1E | 1 To 110 HP | 042 - | 1200 | 8400 | 1320 | 9240 | 1320 | 9240
Excavator Track | Daewoo SL 220 | 111 To 150 HP | 042 - | 1800 | 12600 | 1980 | 13860 | 1980 | 13860
Excavator Track | Komatsu PC 150-5A | 111 To 150 HP | 042 - | 1800 | 12600 | 1980 | 13860 | 1980 | 13860
Excavator Track | Hitachi EX 200 - 3 | 111 To 150 HP | 042 - | 1800 | 12600 | 1980 | 13860 | 1980 | 13860
Excavator Track | JCB - 820 Super; JCB - 820 | 111 To 150 HP | 042 - | 1800 | 12600 | 1980 | 13860 | 1980 | 13860
Excavator+ Breaker | Daewoo SL220 With SOOSAN 20 | 111 To 150 HP | 042 - | 2100 | 14700 | 2310 | 16170 | 2310 | 16170
Forklift Truck | Mitsubishi | < 2.5 Ton | 049 - | 400 | 2800 | 440 | 3080 | 440 | 3080
Generator* | Kubota ASK-R 350 | Up to 10 KVA | 054 - | 150 | 1050 | 165 | 1155 | 165 | 1155
Generator* | Denyo DBF-3Y; DBF 7.5Y | Up to 10 KVA | 054 - | 150 | 1050 | 165 | 1155 | 165 | 1155
Generator* | Robin | Up to 10 KVA | 054 - | 150 | 1050 | 165 | 1155 | 165 | 1155
Generator* | Caterpillar | Up to 10 KVA | 054 - | 150 | 1050 | 165 | 1155 | 165 | 1155
Generator* | Kirloskar RB 33 | Up to 10 KVA | 054 - | 150 | 1050 | 165 | 1155 | 165 | 1155
Generator* | Osaka/Seimeitsu SAS - 130Y | 10 To 30 KVA | 054 - | 150 | 1050 | 165 | 1155 | 165 | 1155
Generator* | Kirloskar | 30+ To 50 KVA | 054 - | 350 | 2450 | 385 | 2695 | 385 | 2695
Grader Motor | Komatsu GD 511R - 1 | 135 HP | 055 - | 1600 | 11200 | 1760 | 12320 | 1760 | 12320
Grader Motor | Chapion 710 ; 710R | 135 HP | 055 - | 1600 | 11200 | 1760 | 12320 | 1760 | 12320
Grader Motor | CAT 120G | 125 HP | 055 - | 1600 | 11200 | 1760 | 12320 | 1760 | 12320
Grader Motor | Mitubishi MG 350R | 135 HP | 055 - | 1600 | 11200 | 1760 | 12320 | 1760 | 12320
Grader Motor | BEML BG605 - 6216 | 145 HP | 055 - | 1600 | 11200 | 1760 | 12320 | 1760 | 12320
Grader Motor | Aveling Barford ASG 12G; TG 011 | 135 HP | 055 - | 1200 | 8400 | 1320 | 9240 | 1320 | 9240
Grader Motor | Niigata N530 PSA | 135 HP | 055 - | 1200 | 8400 | 1320 | 9240 | 1320 | 9240
Grader Motor | Komatsu 405A - 1 | 90 HP | 055 - | 1200 | 8400 | 1320 | 9240 | 1320 | 9240
Chips Spreader | Phoenix/Tail Gate Mounted |  | 057 - | 300 | 2100 | 330 | 2310 | 330 | 2310
Bitumin Heater | Span Eng. | Up to 2 KL | 062 - | 180 | 1260 | 198 | 1386 | 198 | 1386
Loader Wheel | JCB 425 | 1.75 Cu M | 068 - | 1000 | 7000 | 1100 | 7700 | 1100 | 7700
Loader Wheel | Aveling Barford | 1.75 Cu M | 068 - | 1000 | 7000 | 1100 | 7700 | 1100 | 7700
Loader Wheel | EJCB - 430 | 1.7 Cu M | 068 - | 1000 | 7000 | 1100 | 7700 | 1100 | 7700
Loader Wheel | Komatsu WA 100 - 1 | 1.2 Cu M | 068 - | 1000 | 7000 | 1100 | 7700 | 1100 | 7700
Loader Wheel | Komatsu WA 180 - 3 | 1.8 Cu M | 068 - | 1200 | 8400 | 1320 | 9240 | 1320 | 9240
Loader Wheel | Furukawa FL 200; FL 230 - I | 1.9 - 2.3 Cu M | 068 - | 1200 | 8400 | 1320 | 9240 | 1320 | 9240
Loader Wheel | Furukawa FL 200 - I | 1.9 - 2.3 Cu M | 068 - | 1200 | 8400 | 1320 | 9240 | 1320 | 9240
Loader Wheel | Kawasaki KSS 70; KLD 70 | 1.9 - 2.2 Cu M | 068 - | 1200 | 8400 | 1320 | 9240 | 1320 | 9240
Loader Wheel | CAT 950 | > 1.8 Cu M | 068 - | 1200 | 8400 | 1320 | 9240 | 1320 | 9240
Loader Wheel | Michigan Clark 75 - IIIA | > 1.8 Cu M | 068 - | 1200 | 8400 | 1320 | 9240 | 1320 | 9240
Loader Wheel | Hyuandai HL 757 - 7 | 2.5 Cu M | 068 - | 1500 | 10500 | 1650 | 11550 | 1650 | 11550
Loader Wheel | Kawasaki 70ZIV - 2 | 2.2 Cu M | 068 - | 1500 | 10500 | 1650 | 11550 | 1650 | 11550
Loader Wheel | Kawasaki 70ZIV; WL03 - 70Z | 2.2 Cu M | 068 - | 1500 | 10500 | 1650 | 11550 | 1650 | 11550
Loader Wheel | Kawasaki 70Z - IV Hino | 2.2 Cu M | 068 - | 1500 | 10500 | 1650 | 11550 | 1650 | 11550
Back Hoe Loader | JCB 3CX - 4 | < 90 HP | 070 - | 1000 | 7000 | 1100 | 7700 | 1100 | 7700
Water Pump (Engine) | Sykes Univac | Up To 4" | 085 - | 150 | 1050 | 165 | 1155 | 165 | 1155
Water Pump (Engine) | Yanmar/ YKS - 3DW | Up To 4" | 085 - | 150 | 1050 | 165 | 1155 | 165 | 1155
Water Pump (Engine) | Sykes Univac | 4 To 6 " | 085 - | 200 | 1400 | 220 | 1540 | 220 | 1540
Water Pump (Engine) | Yanmar/ YKS - 6DFA | 4 To 6" | 085 - | 200 | 1400 | 220 | 1540 | 220 | 1540
Water Pump (Elect.) |  | 5 HP | 085 - | 150 | 1050 | 165 | 1155 | 165 | 1155
Water Pump (Elect.) |  | 7.5 HP | 085 - | 150 | 1050 | 165 | 1155 | 165 | 1155
Pile Driver* |  | 10 Ton | 086 - | 3000 | 21000 | 3300 | 23100 | 3300 | 23100
Roller 3 Wheel | Aveling Barford DC 011 | Up to 12 Ton | 094 - | 500 | 3500 | 550 | 3850 | 550 | 3850
Roller 3 Wheel | Johs Moller Rambo | Up to 12 Ton | 094 - | 500 | 3500 | 550 | 3850 | 550 | 3850
Roller 3 Wheel | Speedcraft DRR 10 - S | Up to 12 Ton | 094 - | 500 | 3500 | 550 | 3850 | 550 | 3850
Roller 3 Wheel | Luoyang 3Y8 / 10 | Up to 12 Ton | 094 - | 500 | 3500 | 550 | 3850 | 550 | 3850
Roller 3 Wheel | Aveling Barford DC 012 | Up to 12 Ton | 094 - | 500 | 3500 | 550 | 3850 | 550 | 3850
Roller 3 Wheel | Albaret TR - 10 | Up to 12 Ton | 094 - | 500 | 3500 | 550 | 3850 | 550 | 3850
Roller 3 Wheel | Kawasaki KMRH - 12 | Up to 12 Ton | 094 - | 500 | 3500 | 550 | 3850 | 550 | 3850
Roller 3 Wheel | Sakai 7608 | Up to 12 Ton | 094 - | 500 | 3500 | 550 | 3850 | 550 | 3850
Roller Pneumatic | Dynapac CP 15 | Up to 20 Ton | 096 - | 1200 | 8400 | 1320 | 9240 | 1320 | 9240
Roller Pneumatic | Hamm GRW - 10 | Up to 20 Ton | 096 - | 1200 | 8400 | 1320 | 9240 | 1320 | 9240
Roller Pneumatic | Stavostroj VP 200 | Up to 20 Ton | 096 - | 1200 | 8400 | 1320 | 9240 | 1320 | 9240
Roller Pneumatic | Dynapac CP 20 | Up to 20 Ton | 096 - | 1200 | 8400 | 1320 | 9240 | 1320 | 9240
Roller Pneumatic | Sakai TS7409 | Up to 20 Ton | 096 - | 1000 | 7000 | 1100 | 7700 | 1100 | 7700
Roller Vib. Pedestrain | Bomag BW 71E - 2 | Up to 0.5 Ton | 098 - | 400 | 2800 | 440 | 3080 | 440 | 3080
Roller Vib. Pedestrain | Bomag BW 71E | Up to 0.5 Ton | 098 - | 400 | 2800 | 440 | 3080 | 440 | 3080
Roller Vib. Pedestrain | Benford 1 - 71L / 2 - 75B | Up to 0.5 Ton | 098 - | 300 | 2100 | 330 | 2310 | 330 | 2310
Roller Vib. Pedestrain | Holman / Com CS 71 | Up to 0.5 Ton | 098 - | 300 | 2100 | 330 | 2310 | 330 | 2310
Roller Vib. Pedestrain | Mortimor CPM/71 | Up to 0.5 Ton | 098 - | 300 | 2100 | 330 | 2310 | 330 | 2310
Roller Vib. Pedestrain | Bomag BW 55E | Up to 0.5 Ton | 098 - | 300 | 2100 | 330 | 2310 | 330 | 2310
Roller Vib. Pedestrain | Benford 1 - 71EEP/ 1 - 71 B | Up to 0.5 Ton | 098 - | 300 | 2100 | 330 | 2310 | 330 | 2310
Roller Vib. Pedestrain | Benford | Up to 0.5 Ton | 098 - | 300 | 2100 | 330 | 2310 | 330 | 2310
Roller Vib. Pedestrain | Benford 1 - 71BPL | Up to 0.5 Ton | 098 - | 300 | 2100 | 330 | 2310 | 330 | 2310
Roller Vib. Sheepfoot | Tampo | Up to 10 Ton | 099 - | 700 | 4900 | 770 | 5390 | 770 | 5390
Roller Vib. Self Prop. | Johs Moller VT 13 / VT 21 | Up to 3 Ton | 101 - | 550 | 3850 | 605 | 4235 | 605 | 4235
Roller Vib. Self Prop. | Sakai SG 500 | 3 + Upto 6 Ton | 101 - | 800 | 5600 | 880 | 6160 | 880 | 6160
Roller Vib. Self Prop. | Larsen & Turbo W1104 | 3 + Upto 6 Ton | 101 - | 800 | 5600 | 880 | 6160 | 880 | 6160
Roller Vib. Self Prop. | Bomag BG 605 | 3 + Upto 6 Ton | 101 - | 800 | 5600 | 880 | 6160 | 880 | 6160
Roller Vib. Self Prop. | Bomag BW 172D - 2 | 6.3 Ton | 101 - | 900 | 6300 | 990 | 6930 | 990 | 6930
Roller Vib. Self Prop. | Bomag | 6.3 Ton | 101 - | 900 | 6300 | 990 | 6930 | 990 | 6930
Roller Vib. Self Prop. | Kawasaki KVR 7 | 6 Ton | 101 - | 700 | 4900 | 770 | 5390 | 770 | 5390
Spreader Chip S/P | Phoenix MK 4 |  | 109 - | 1500 | 10500 | 1650 | 11550 | 1650 | 11550
Spayer Emulsion | Hotta ESC - 10 E | Up to 1 KL | 112 - | 260 | 1820 | 286 | 2002 | 286 | 2002
Truck Flatbed/Crane | Dong Feng/AEDLUS | Up to 7 Ton | 114 - | 800 | 5600 | 880 | 6160 | 880 | 6160
Truck Flatbed/Crane | Tata SE 1210/42 | Up to 7 Ton | 114 - | 800 | 5600 | 880 | 6160 | 880 | 6160
Truck Flatbed/Crane | Tata Usha 1210B/42 | Up to 7 Ton | 114 - | 800 | 5600 | 880 | 6160 | 880 | 6160
Truck Flatbed/Crane | Isuzu HTR | Up to 7 Ton | 114 - | 800 | 5600 | 880 | 6160 | 880 | 6160
Truck Flatbed | Ashok Leyland CS 42 | Up to 150 HP | 115 - | 450 | 3150 | 495 | 3465 | 495 | 3465
Truck Flatbed | Hino FF 173KA | Up to 150 HP | 115 - | 450 | 3150 | 495 | 3465 | 495 | 3465
Truck Flatbed | Isuzu HTR 114-03 | Up to 150 HP | 115 - | 450 | 3150 | 495 | 3465 | 495 | 3465
Truck Flatbed | Isuzu TXD 50 | Up to 150 HP | 115 - | 450 | 3150 | 495 | 3465 | 495 | 3465
Truck Tipper | Tata SK 1210/36 | Up to 150 HP | 116 - | 450 | 3150 | 495 | 3465 | 495 | 3465
Truck Tipper | A/Leyland Commet 3/15; | Up to 150 HP | 116 - | 450 | 3150 | 495 | 3465 | 495 | 3465
Truck Tipper | Tata SE 1210 /36 | Up to 150 HP | 116 - | 450 | 3150 | 495 | 3465 | 495 | 3465
Truck Tipper | A/ Leyland Commet 3/21 | Up to 150 HP | 116 - | 450 | 3150 | 495 | 3465 | 495 | 3465
Truck Tipper | A/ Leyland Commet | Up to 150 HP | 116 - | 450 | 3150 | 495 | 3465 | 495 | 3465
Truck Tipper | A/Leyland Commet | Up to 150 HP | 116 - | 450 | 3150 | 495 | 3465 | 495 | 3465
Truck Tipper | Isuzu HTR 113-03 | Up to 150 HP | 116 - | 450 | 3150 | 495 | 3465 | 495 | 3465
Truck Tipper | Hino KR 120 E | Up to 150 HP | 116 - | 450 | 3150 | 495 | 3465 | 495 | 3465
Truck Tipper | Isuzu SBR 322; TXD 40 | Up to 150 HP | 116 - | 450 | 3150 | 495 | 3465 | 495 | 3465
Truck Tipper | Nissan CPC 14E | From 150+ HP | 116 - | 1100 | 7700 | 1210 | 8470 | 1210 | 8470
Truck Tipper | Isuzu TDJ | From 150+ HP | 116 - | 1100 | 7700 | 1210 | 8470 | 1210 | 8470
Truck Tipper | Nissan CKB 450EDN | From 150+ HP | 116 - | 1100 | 7700 | 1210 | 8470 | 1210 | 8470
Mini Truck | Mah & Mah Cab 576 |  | 117 - | 300 | 2100 | 330 | 2310 | 330 | 2310
Mini Truck | Tata 407 |  | 117 - | 300 | 2100 | 330 | 2310 | 330 | 2310
Mini Truck | Mah. Nis. Allw. Cab 576 |  | 117 - | 300 | 2100 | 330 | 2310 | 330 | 2310
Mini Truck | Mits. Can. Eich./ FE444 |  | 117 - | 300 | 2100 | 330 | 2310 | 330 | 2310
Mini Truck | Mitsu. Eicher EE 44EXR |  | 117 - | 300 | 2100 | 330 | 2310 | 330 | 2310
Trailer Tractor | Isuzu CXZ81Q | 10 + to 25 Ton | 118 - | 2200 | 15400 | 2420 | 16940 | 2420 | 16940
Trailer Tractor | Foden 5106T | 10 + to 25 Ton | 118 - | 2200 | 15400 | 2420 | 16940 | 2420 | 16940
Trailer Tractor | Hino HE 335 | 10 + to 25 Ton | 118 - | 2200 | 15400 | 2420 | 16940 | 2420 | 16940
Trailer Tractor | Hino HE 335 | 10 + to 25 Ton | 118 - | 2200 | 15400 | 2420 | 16940 | 2420 | 16940
Trailer Tractor | Mitsubishi FV 515 HRR | 10 + to 25 Ton | 118 - | 2200 | 15400 | 2420 | 16940 | 2420 | 16940
Trailer Tractor | Nissan CW - 50 GTN | 10 + to 25 Ton | 118 - | 2200 | 15400 | 2420 | 16940 | 2420 | 16940
Trailer Tractor | Mitsubishi FV 515 HRR | From 25 +Ton | 118 - | 2700 | 18900 | 2970 | 20790 | 2970 | 20790
Water Tanker | AL/ Commet; ALCO- 3/15 | Up to 8 KL | 119 - | 550 | 3850 | 605 | 4235 | 605 | 4235
Water Tanker | Tata/SE 1210/48 | Up to 8 KL | 119 - | 550 | 3850 | 605 | 4235 | 605 | 4235
Water Tanker | A/ Leyland Commet CS 42 | Up to 8 KL | 119 - | 550 | 3850 | 605 | 4235 | 605 | 4235
Water Tanker | Hino | Up to 8 KL | 119 - | 550 | 3850 | 605 | 4235 | 605 | 4235
Water Tanker | Isuzu HTR | Up to 8 KL | 119 - | 550 | 3850 | 605 | 4235 | 605 | 4235
Water Tanker | Isuzu SBR 312; TXD 50 | Up to 8 KL | 119 - | 550 | 3850 | 605 | 4235 | 605 | 4235
Trailer | MAECO / Nepal |  | 122 - | 140 | 980 | 154 | 1078 | 154 | 1078
Tractor | HMT 4511 | Up to 85 HP | 123 - | 300 | 2100 | 330 | 2310 | 330 | 2310
Tractor | International Sona. DI 745 III | Up to 85 HP | 123 - | 300 | 2100 | 330 | 2310 | 330 | 2310
Tractor | Tractor & Farm MF 245 DI-J | Up to 85 HP | 123 - | 300 | 2100 | 330 | 2310 | 330 | 2310
Tractor | Hindustan G 453 - DI | Up to 85 HP | 123 - | 300 | 2100 | 330 | 2310 | 330 | 2310
Tractor | Escort E 355 N | Up to 85 HP | 123 - | 300 | 2100 | 330 | 2310 | 330 | 2310
Tractor | Mahendra 545 | Up to 85 HP | 123 - | 300 | 2100 | 330 | 2310 | 330 | 2310
Tractor | Ford 3610 | Up to 85 HP | 123 - | 300 | 2100 | 330 | 2310 | 330 | 2310
Tractor | Kubota | Up to 85 HP | 123 - | 300 | 2100 | 330 | 2310 | 330 | 2310
Tractor | Ford New Holland | Up to 85 HP | 123 - | 300 | 2100 | 330 | 2310 | 330 | 2310
Tractor with trailer | Ford 6610 | Up to 85 HP | 123 - | 440 | 3080 | 484 | 3388 | 484 | 3388
Tractor with trailer | Massey Ferguson MF 20B | Up to 85 HP | 123 - | 440 | 3080 | 484 | 3388 | 484 | 3388
Vibrator Engine | Mikasa; Mikasa MV1-GE |  | 136 - | 120 | 840 | 132 | 924 | 132 | 924
Vibrator Needle | BP 25; BP 35 |  | 136 - | 100 | 700 | 110 | 770 | 110 | 770
Vibrator Needle | V 635; V 654 |  | 136 - | 100 | 700 | 110 | 770 | 110 | 770
Compactor H/Towed | Jaypee | Up to 450 KG | 138 - | 130 | 910 | 143 | 1001 | 143 | 1001
Compactor H/Towed | MIKASA MVC -110D | Up to 450 KG | 138 - | 130 | 910 | 143 | 1001 | 143 | 1001
Welding Arc |  | 30 + KVA | 143 - | 1150 | 8050 | 1265 | 8855 | 1265 | 8855
Bridge inspection Equipment | Brain Italy AB 9s with Truck |  |  | 7650 | 53550 | 8415 | 58905 | 8415 | 58905
*EXCLUDING COST OF ERECTION/ COMISSIONING/ DISMANTLING AND MECHANICAL CREW.

## Glass Fiber
१३. ग्लास फाइबर सम्बन्धी दररेट
क्र.सं. | निर्माण सामाग्रीको विवरण |  | इकाइ | Rate 074/75 | Rate 075/76 | Rate 076/77 | Rate 077/78 | Rate 078/79 | आ.व. २०७९/०८१ को दररेट | आ.व. २०८०/०८१ को दररेट | आ.व. २०८१/०८२ को दररेट | आ.व. २०८२/०८३ को दररेट | आ.व. २०८३/०८४ को दररेट | कैफियत
क | Corrugated Sheet width of 32"(1.2 mmthick)
1 | 3.00 Ft long | a]Nrf | पिस | 675 | 675 | 675 | 675 | 675 | 742.5 | 742.5 | 742.5 | 742.5 | 742.5
2 | 4.00 Ft long | u}tL | पिस | 901 | 901 | 901 | 901 | 901 | 991.1 | 991.1 | 991.1 | 991.1 | 991.1
3 | 5.00 Ft long | un -;jf OGr df]6f]_ | पिस | 1125 | 1125 | 1125 | 1125 | 1125 | 1237.5 | 1237.5 | 1237.5 | 1237.5 | 1237.5
4 | 6.00 Ft long | 3g % s]hLsf] | पिस | 1351 | 1351 | 1351 | 1351 | 1351 | 1486.1 | 1486.1 | 1486.1 | 1486.1 | 1486.1
5 | 7.00 Ft long | 3g # s]hLsf] | पिस | 1576 | 1576 | 1576 | 1576 | 1576 | 1733.6 | 1733.6 | 1733.6 | 1733.6 | 1733.6
6 | 8.00 Ft long | 3g ! s]hLsf] | पिस | 1801 | 1801 | 1801 | 1801 | 1801 | 1981.1 | 1981.1 | 1981.1 | 1981.1 | 1981.1
7 | 9.00 Ft long | l5gf] nfdf] -@ km'6 nfdf] ! O{Gr df]6f]_ | पिस | 2026 | 2026 | 2026 | 2026 | 2026 | 2228.6 | 2228.6 | 2228.6 | 2228.6 | 2228.6
8 | 10.00 Ft long | 9'Ëf km'6fNg] l5gf] | पिस | 2252 | 2252 | 2252 | 2252 | 2252 | 2477.2 | 2477.2 | 2477.2 | 2477.2 | 2477.2
9 | 12.00 Ft long | 9'Ëf tf:g]] l5gf] | पिस | 2702 | 2702 | 2702 | 2702 | 2702 | 2972.2 | 2972.2 | 2972.2 | 2972.2 | 2972.2
ख | Corrurated Sheet width of 32"(0.6 mmthick) | a6fd
1 | 3.00 Ft long | a]Nrf | पिस | 427 | 427 | 427 | 427 | 427 | 469.7 | 469.7 | 469.7 | 469.7 | 469.7
2 | 4.00 Ft long | u}tL | पिस | 569 | 569 | 569 | 569 | 569 | 625.9 | 625.9 | 625.9 | 625.9 | 625.9
3 | 5.00 Ft long | un -;jf OGr df]6f]_ | पिस | 711 | 711 | 711 | 711 | 711 | 782.1 | 782.1 | 782.1 | 782.1 | 782.1
4 | 6.00 Ft long | 3g % s]hLsf] | पिस | 854 | 854 | 854 | 854 | 854 | 939.4 | 939.4 | 939.4 | 939.4 | 939.4
5 | 7.00 Ft long | 3g # s]hLsf] | पिस | 996 | 996 | 996 | 996 | 996 | 1095.6 | 1095.6 | 1095.6 | 1095.6 | 1095.6
6 | 8.00 Ft long | 3g ! s]hLsf] | पिस | 1139 | 1139 | 1139 | 1139 | 1139 | 1252.9 | 1252.9 | 1252.9 | 1252.9 | 1252.9
7 | 9.00 Ft long | l5gf] nfdf] -@ km'6 nfdf] ! O{Gr df]6f]_ | पिस | 1281 | 1281 | 1281 | 1281 | 1281 | 1409.1 | 1409.1 | 1409.1 | 1409.1 | 1409.1
8 | 10.00 Ft long | 9'Ëf km'6fNg] l5gf] | पिस | 1424 | 1424 | 1424 | 1424 | 1424 | 1566.4 | 1566.4 | 1566.4 | 1566.4 | 1566.4
9 | 12.00 Ft long | 9'Ëf tf:g]] l5gf] | पिस | 1708 | 1708 | 1708 | 1708 | 1708 | 1878.8 | 1878.8 | 1878.8 | 1878.8 | 1878.8
ग | PLain Sheet | ld:qL wfuf]
1 | 1.2mm thick |  | व.फि. | 90 | 90 | 90 | 90 | 90 | 99 | 99 | 99 | 99 | 99
2 | 2.00mm thick | rZdf | व.फि. | 133 | 133 | 133 | 133 | 133 | 146.3 | 146.3 | 146.3 | 146.3 | 146.3
3 | 3.00mm thick | kGhf | व.फि. | 193 | 193 | 193 | 193 | 193 | 212.3 | 212.3 | 212.3 | 212.3 | 212.3
4 | 4.00mm thick | ;]km\6L a]N6 | व.फि. | 250 | 250 | 250 | 250 | 250 | 275 | 275 | 275 | 275 | 275
5 | 5.00mm thick |  | व.फि. | 285 | 285 | 285 | 285 | 285 | 313.5 | 313.5 | 313.5 | 313.5 | 313.5
घ | Corrurated Advestor Sheet
1 | 0.8mm thick |  | व.फि. | 75 | 75 | 75 | 75 | 75 | 82.5 | 82.5 | 82.5 | 82.5 | 82.5
2 | 1.20mm thick |  | व.फि. | 96 | 96 | 96 | 96 | 96 | 105.6 | 105.6 | 105.6 | 105.6 | 105.6
3 | 2.00mm thick |  | व.फि. | 150 | 150 | 150 | 150 | 150 | 165 | 165 | 165 | 165 | 165

## Solar
१४. विद्यूतीय सोलार सम्बन्धी सामाग्रीहरुको दररेट
qm; | ;fdfu¦Lsf] gfd | Ifdtf | O{sfO | cf=j= )&$÷&% | cf=j= )&%÷&^ | cf=j= )&^÷&& | cf=j= )&&÷&* | cf=j= )&*÷&( | cf=j= )&(÷*) | आ.व. २०८०/०८१ को दररेट | आ.व. २०८१/०८२ को दररेट | आ.व. २०८२/०८३ को दररेट | आ.व. २०८३/०८४ को दररेट | s}lkmot
A | Solar Modulars (Vikram,Andromeda or euivalent )
1 | Solar Modulars | 10wp/12 | uf]6f | 1720 | 850 | 850 | 850 | 850 | 935 | 935 | 935 | 935 | 935
2 | Solar Modulars | 20wp/13 | uf]6f | 2690 | 1300 | 1300 | 1300 | 1300 | 1430 | 1430 | 1430 | 1430 | 1430
3 | Solar Modulars | 40wp/14 | uf]6f | 5380 | 3200 | 3200 | 3200 | 3200 | 3520 | 3520 | 3520 | 3520 | 3520
4 | Solar Modulars | 50wp/15 | uf]6f | 6720 | 3500 | 3500 | 3500 | 3500 | 3850 | 3850 | 3850 | 3850 | 3850
5 | Solar Modulars | 75wp/16 | uf]6f | 10090 | 6000 | 6000 | 6000 | 6000 | 6600 | 6600 | 6600 | 6600 | 6600
6 | Solar Modulars | 100wp/17 | uf]6f | 12450 | 6500 | 6500 | 6500 | 6500 | 7150 | 7150 | 7150 | 7150 | 7150
7 | Solar Modulars | 150wp/18 | uf]6f | 18880 | 9750 | 9750 | 9750 | 9750 | 10725 | 10725 | 10725 | 10725 | 10725
8 | Solar Modulars | 210wp/19 | uf]6f | 26430 | 12600 | 12600 | 12600 | 12600 | 13860 | 13860 | 13860 | 13860 | 13860
B | Battery Exide or equivelant
1 | 12v/ 20 AH SOLAR TUB BATTERY | 12V20AH@C10 | uf]6f | 6999 | 4650 | 4650 | 4650 | 4650 | 5115 | 5115 | 5115 | 5115 | 5115
2 | 12v/ 20 AH SOLAR TUB BATTERY | 12V40AH@C11 | uf]6f | 10699 | 7800 | 7800 | 7800 | 7800 | 8580 | 8580 | 8580 | 8580 | 8580
3 | 12v/ 20 AH SOLAR TUB BATTERY | 12V40AH@C12 | uf]6f | 12299 | 8500 | 8500 | 8500 | 8500 | 9350 | 9350 | 9350 | 9350 | 9350
4 | 12v/ 20 AH SOLAR TUB BATTERY | 12V60AH@C13 | uf]6f | 15999 | 11500 | 11500 | 11500 | 11500 | 12650 | 12650 | 12650 | 12650 | 12650
5 | 12v/ 20 AH SOLAR TUB BATTERY | 12V75AH@C14 | uf]6f | 19299 | 14500 | 14500 | 14500 | 14500 | 15950 | 15950 | 15950 | 15950 | 15950
6 | 12v/ 20 AH SOLAR TUB BATTERY | 12V100AH@C15 | uf]6f | 25699 | 16500 | 16500 | 16500 | 16500 | 18150 | 18150 | 18150 | 18150 | 18150
7 | 12v/ 20 AH SOLAR TUB BATTERY | 12V150AH@C16 | uf]6f | 36399 | 26500 | 26500 | 26500 | 26500 | 29150 | 29150 | 29150 | 29150 | 29150
8 | 12v/ 20 AH SOLAR TUB BATTERY | 12V200AH@C17 | uf]6f | 45699 | 31500 | 31500 | 31500 | 31500 | 34650 | 34650 | 34650 | 34650 | 34650
C | Charge Controler Luminus or equivelant
1 | 6AMP/12V CONTROLER | 6A /12V | uf]6f | 1000 | 300 | 300 | 300 | 300 | 330 | 330 | 330 | 330 | 330
2 | 6AMP/12V AUTO CONTROLER | 10A /12V-24V | uf]6f | 1700 | 650 | 650 | 650 | 650 | 715 | 715 | 715 | 715 | 715
3 | 6AMP/12V AUTO CONTROLER | 20A /12V-24 | uf]6f | 2620 | 1200 | 1200 | 1200 | 1200 | 1320 | 1320 | 1320 | 1320 | 1320

## concrete Ns
१५ प्रिकास्ट कंक्रिट ब्लक, इन्टरब्लक, इटा तथा कर्ब स्टोनको दररेट
सि.नं. | निर्माण सामाग्रीको विवरण |  |  | आ.व. २०७९/०८० को दररेट |  | आ.व. २०८०/०८१ को दररेट |  | आ.व. २०८१/०८२ को दररेट |  | आ.व. २०८२/०८३ को दररेट |  | आ.व. २०८३/०८४ को दररेट |  | कैफियत
| Machine Made Precast Brick / Interlocks / Slabs / Kerbstones | MRP Per Pcs (Ex VAT) | MRP Per Cubic Meter (Ex VAT) | प्रति पिस दररेट | प्रति घ.मि. दररेट | प्रति पिस दररेट | प्रति घ.मि. दररेट | प्रति पिस दररेट | प्रति घ.मि. दररेट | प्रति पिस दररेट | प्रति घ.मि. दररेट | प्रति पिस दररेट | प्रति घ.मि. दररेट |  | 10% add Rup | Rupandehi | Asian |  | Average | % Change | Nos
1 | Bricks Grey Color with compressive strength M10 or above. (Specification: Thickness: 70mm, Dimension:230*110*70, Tolerance/others:Machine Made Precast Concrete Bricks) | 17.65 | 9966.4 | 19.415 | 10963.04 | 19.42 | 10963.04 | 19.42 | 10963.04 | 19.42 | 10963.04 | 19.42 | 10963.04 |  |  | 19 | 26.07 |  | 22.535 | 16.04% | 564.5232
2 | Bricks Single Color with compressive strength M10 or above. (Specification: Thickness: 70mm, Dimension:230*110*70, Tolerance/others:Machine Made Precast Concrete Bricks) | 19.51 | 11015.81 | 21.461 | 12117.391 | 21.46 | 12117.39 | 21.46 | 12117.39 | 21.46 | 12117.39 | 21.46 | 12117.39 |  |  | 21 | 32.67 |  | 26.835 | 25.05% | 564.65
3 | Bricks Grey Color with compressive strength M10 or above. (Specification: Thickness: 55mm, Dimension:230*110*55, Tolerance/others:Machine Made Precast Concrete Bricks) | 15.8 | 11356.45 | 17.38 | 12492.095 | 17.38 | 12492.1 | 17.38 | 12492.1 | 17.38 | 12492.1 | 17.38 | 12492.1 |  |  | 17 | 22.52 |  | 19.76 | 13.69% | 718.7629
4 | Bricks Single Color with compressive strength M10 or above. (Specification: Thickness: 55mm, Dimension:230*110*55, Tolerance/others:Machine Made Precast Concrete Bricks) | 16.73 | 12020.48 | 18.403 | 13222.528 | 18.04 | 13222.53 | 18.04 | 13222.53 | 18.04 | 13222.53 | 18.04 | 13222.53 |  |  | 18 | 28.52 |  | 23.26 | 28.94% | 732.9562
सि.नं. | निर्माण सामाग्रीको विवरण | MRP Per Pcs (Ex VAT) | MRP Per SQM (Ex VAT) | प्रति पिस दररेट | प्रति व.मि. दररेट | प्रति पिस दररेट | प्रति व.मि. दररेट | प्रति पिस दररेट | प्रति व.मि. दररेट | प्रति पिस दररेट | प्रति व.मि. दररेट | प्रति पिस दररेट | प्रति व.मि. दररेट
| Hollocon | [13 empty] | 10% add Rup | Rupandehi | Asian |  | Average
5 | Hollocon Grey Color with compressive strength M7 or above. (Specification: Thickness: 200mm, Dimension:390*200*190, Tolerance/others:Machine Made) | 115.5 | 1558.7 | 127.05 | 1714.57 | 127.05 | 1714.57 | 127.05 | 1714.57 | 118.4505 | 1597.89 | 125 | 1686.9 |  |  | 125 | 145 |  | 135 | 6.257% | 13.4952 | 9.4144
6 | Hollocon Single Color with compressive strength M7 or above. (Specification: Thickness: 200mm, Dimension:390*200*190, Tolerance/others:Machine Made) | 136.5 | 1842.11 | 150.15 | 2026.321 | 150.15 | 2026.32 | 150.15 | 2026.32 | 143.388 | 1934.3 | 151 | 2037.79 |  |  | 151 | 180.25 |  | 165.625 | 10.31% | 13.4953 | 11.1261
7 | Hollocon Grey Color with compressive strength M7 or above. (Specification: Thickness: 150mm, Dimension:390*150*190, Tolerance/others:Machine Made) | 92.4 | 1246.96 | 101.64 | 1371.656 | 101.64 | 1371.66 | 101.64 | 1371.66 | 93.513 | 1261.49 | 98 | 1322.53 |  |  | 98 | 120.15 |  | 109.075 | 7.315% | 13.4953
8 | Hollocon Single Color with compressive strength M7 or above. (Specification: Thickness: 150mm, Dimension:390*150*190, Tolerance/others:Machine Made) | 110.25 | 1487.85 | 121.275 | 1636.635 | 121.28 | 1636.64 | 121.28 | 1636.64 | 112.224 | 1513.9 | 118 | 1592.37 |  |  | 118 | 147.15 |  | 132.575 | 9.313% | 13.4947
9 | Hollocon Grey Color with compressive strength M7 or above. (Specification: Thickness: 100mm, Dimension:390*100*190, Tolerance/others:Machine Made) | 80.85 | 1091.09 | 88.935 | 1200.199 | 88.94 | 1200.2 | 88.94 | 1200.2 | 81.0495 | 1093.35 | 85 | 1147.03 |  |  | 85 | 102.35 |  | 93.675 | 5.324% | 13.4945
10 | Hollocon Single Color with compressive strength M7 or above. (Specification: Thickness: 100mm, Dimension:390*100*190, Tolerance/others:Machine Made) | 92.4 | 1246.96 | 101.64 | 1371.656 | 101.64 | 1371.66 | 101.64 | 1371.66 | 93.513 | 1261.49 | 98 | 1322.53 |  |  | 98 | 125.35 |  | 111.675 | 9.873% | 13.4953
| Hexagon Interlock Pavers | [13 empty] | 10% add Rup | Rupandehi | Sagarmatha | Asian
11 | Hexagon Interlock Pavers Grey Color with compressive strength M35or above. Thickness: 60mm, Dimension: 234*203*60 (NS Standard) |  |  | − | − | 31 | 867.26 | 31 | 867.26 | 32.55 | 910.62 | 36 | 1007.14 |  |  | 36 | 36 |  | 36 | 16.13% | 27.9761
12 | Hexagon Interlock Pavers Single Color with compressive strength M35 or above. Thickness: 60mm, Dimension: 234*203*60 (NS Standard) |  |  | − | − | 33 | 923.21 | 33 | 923.21 | 34.65 | 969.37 | 38 | 1063.09 |  |  | 38 | 38 |  | 38 | 15.15% | 27.9761
13 | Hexagon Interlock Pavers Blended Color with compressive strength M35 or above. Thickness: 60mm, Dimension: 234*203*60 (NS Standard) |  |  | − | − | 35 | 979.16 | 35 | 979.16 | 36.75 | 1028.11 | 40 | 1119.04 |  |  | 40 | 41 |  | 40.5 | 15.71% | 27.976
14 | Hexagon Interlock Pavers Grey Color with compressive strength M40or above. Thickness: 80mm, Dimension: 234*203*80 (NS Standard) |  |  | − | − | 46.15 | 1291.09 | 46.15 | 1291.09 | 48.4575 | 1355.64 | 53 | 1482.72 |  |  | 53 | 48 |  | 50.5 | 9.426% | 27.9759
15 | Hexagon Interlock Pavers Single Color with compressive strength M40 or above. Thickness: 80mm, Dimension: 234*203*80 (NS Standard) |  |  | − | − | 48.07 | 1344.8 | 48.07 | 1344.8 | 50.4735 | 1412.04 | 55 | 1538.67 |  |  | 55 | 52 |  | 53.5 | 11.3% | 27.9759
16 | Hexagon Interlock Pavers Blended Color with compressive strength M40 or above. Thickness: 80mm, Dimension: 234*203*80 (NS Standard) |  |  | − | − | 50 | 1398.8 | 50 | 1398.8 | 52.5 | 1468.74 | 57 | 1594.63 |  |  | 57 | 54 |  | 55.5 | 11% | 27.976
17 | Hexagon Interlock Pavers Grey Color with compressive strength M30 or above. Thickness: 50mm, Dimension: 226*200*50 (NS Standard) |  |  | − | − | 36.82 | 1093.47 | 36.82 | 1093.47 | 38.661 | 1148.14 | 39 | 1158.21 |  | 0 |  |  | 44.46 | 44.46 | 20.75% | 29.6977
18 | Hexagon Interlock Pavers Single Color with compressive strength M30 or above. Thickness: 50mm, Dimension: 226*200*50 (NS Standard) |  |  | − | − | 43.82 | 1301.35 | 43.82 | 1301.35 | 46.011 | 1366.41 | 46 | 1366.09 |  | 0 |  |  | 52.26 | 52.26 | 19.26% | 29.6976
19 | Hexagon Interlock Pavers Blended Color with compressive strength M30 or above. Thickness: 50mm, Dimension: 226*200*50 (NS Standard) |  |  | − | − | 47.92 | 1423.11 | 47.92 | 1423.11 | 50.316 | 1494.26 | 51 | 1514.57 |  | 0 |  |  | 56.16 | 56.16 | 17.2% | 29.6976
20 | Hexagon Interlock Pavers Grey Color with compressive strength M35 or above. Thickness: 50mm, Dimension: 226*200*50 (NS Standard) | 27.83 | 826.34 | 30.613 | 908.974 | 30.613 | 908.974 | 30.613 | 908.974 | 32.1437 | 954.42 | 33 | 979.84 |  | 36.3 | 33 |  |  | 33 | 7.797% | 29.6924
21 | Hexagon Interlock Pavers Single Color with compressive strength M35 or above. Thickness: 50mm, Dimension: 226*200*50 (NS Standard) | 34.13 | 1013.43 | 37.543 | 1114.773 | 37.543 | 1114.773 | 37.543 | 1114.773 | 39.4202 | 1170.51 | 40 | 1187.72 |  | 44 | 40 |  |  | 40 | 6.544% | 29.6932
22 | Hexagon Interlock Pavers Blended Color with compressive strength M35 or above. Thickness: 50mm, Dimension: 226*200*50 (NS Standard) | 36.23 | 1075.8 | 39.853 | 1183.38 | 39.853 | 1183.38 | 39.853 | 1183.38 | 41.8457 | 1242.54 | 43 | 1276.82 |  | 47.3 | 43 |  |  | 43 | 7.897% | 29.6936
23 | Hexagon Interlock Pavers Grey Color with compressive strength M35 or above. Thickness: 60mm, Dimension: 226*200*60 (NS Standard) | 33.6 | 997.84 | 36.96 | 1097.624 | 36.96 | 1097.624 | 36.96 | 1097.624 | 38.808 | 1152.5 | 39 | 1158.2 |  | 41.8 | 38 |  | 51.3 | 44.65 | 20.81% | 29.6976
24 | Hexagon Interlock Pavers Single Color with compressive strength M35 or above. Thickness: 60mm, Dimension: 226*200*60 (NS Standard) | 39.9 | 1184.93 | 43.89 | 1303.423 | 43.89 | 1303.423 | 43.89 | 1303.423 | 46.0845 | 1368.59 | 46 | 1366.08 |  | 49.5 | 45 |  | 60.3 | 52.65 | 19.96% | 29.6975
25 | Hexagon Interlock Pavers Blended Color with compressive strength M35 or above. Thickness: 60mm, Dimension: 226*200*60 (NS Standard) | 42 | 1247.3 | 46.2 | 1372.03 | 46.2 | 1372.03 | 46.2 | 1372.03 | 48.51 | 1440.63 | 49 | 1455.18 |  | 52.8 | 48 |  | 64.8 | 56.4 | 22.08% | 29.6976
26 | Hexagon Interlock Pavers Grey Color with compressive strength M40 or above. Thickness: 70mm, Dimension: 226*200*70 (NS Standard) | 39.9 | 1184.93 | 43.89 | 1303.423 | 43.89 | 1303.423 | 43.89 | 1303.423 | 46.0845 | 1368.59 | 47 | 1395.78 |  | 51.7 | 47 |  | 62.7 | 54.85 | 24.97% | 29.6975
27 | Hexagon Interlock Pavers Single Color with compressive strength M40 or above. Thickness: 70mm, Dimension: 226*200*70 (NS Standard) | 46.2 | 1372.03 | 50.82 | 1509.233 | 50.82 | 1509.233 | 50.82 | 1509.233 | 53.361 | 1584.69 | 54 | 1603.67 |  | 59.4 | 54 |  | 73.7 | 63.85 | 25.64% | 29.6976
28 | Hexagon Interlock Pavers Blended Color with compressive strength M40 or above. Thickness: 70mm, Dimension: 226*200*70 (NS Standard) | 48.3 | 1434.39 | 53.13 | 1577.829 | 53.13 | 1577.829 | 53.13 | 1577.829 | 55.7865 | 1656.72 | 56 | 1663.06 |  | 62.7 | 57 |  | 79.2 | 68.1 | 28.18% | 29.6975
29 | Hexagon Interlock Pavers Grey Color with compressive strength M40 or above. Thickness: 80mm, Dimension: 226*200*80 (NS Standard) | 48.3 | 1434.39 | 53.13 | 1577.829 | 53.13 | 1577.829 | 53.13 | 1577.829 | 55.7865 | 1656.72 | 56 | 1663.06 |  | 62.7 | 57 |  | 70.68 | 63.84 | 20.16% | 29.6975
30 | Hexagon Interlock Pavers Single Color with compressive strength M40 or above. Thickness: 80mm, Dimension: 226*200*80 (NS Standard) | 54.6 | 1621.49 | 60.06 | 1783.639 | 60.06 | 1783.639 | 60.06 | 1783.639 | 63.063 | 1872.82 | 64 | 1900.64 |  | 70.4 | 64 |  | 83.08 | 73.54 | 22.44% | 29.6976
31 | Hexagon Interlock Pavers Blended Color with compressive strength M40 or above. Thickness: 80mm, Dimension: 226*200*80 (NS Standard) | 56.7 | 1683.85 | 62.37 | 1852.235 | 62.37 | 1852.235 | 62.37 | 1852.235 | 65.4885 | 1944.84 | 66 | 1960.03 |  | 72.6 | 66 |  | 89.28 | 77.64 | 24.48% | 29.6975
32 | Hexagon Interlock Pavers Grey Color with compressive strength M30 or above. Thickness: 60mm, Dimension: 200*200*60 (Local Machine Made) |  |  |  |  | − | − | 0 | 0 | 25.07 | 744.579 | 26 | 772.2 |  | Quotation | [5 empty] | 29.7
33 | Hexagon Interlock Pavers Grey Color with compressive strength M35 or above. Thickness: 80mm, Dimension: 200*200*80 (Local Machine Made) |  |  |  |  | − | − | 0 | 0 | 30.07 | 893.079 | 31 | 920.7 |  | Quotation | [5 empty] | 29.7
| Rectangular Interlock Pavers | [13 empty] | 10% add Rup | Rupandehi | Sagarmatha | Asian | Average
34 | Rectangular Interlock Pavers Grey Color with compressive strength M35 or above. Thickness: 60mm, Dimension:200*100*60 (NS Standard) | 27.83 | 1392.2 | 30.613 | 1531.42 | 30.61 | 1531.42 | 30.61 | 1531.42 | 23.709 | 1185.45 | 26 | 1300 |  |  | 26 | 23 | 42.93 | 30.6433 | 0.1089% | 50
35 | Rectangular Interlock Pavers Single Color with compressive strength M35 or above. Thickness: 60mm, Dimension:200*100*60 (NS Standard) | 33.08 | 1654.87 | 36.388 | 1820.357 | 36.39 | 1820.36 | 36.39 | 1820.36 | 25.9665 | 1298.32 | 29 | 1450 |  |  | 29 | 25 | 49.68 | 34.56 | -5.029% | 50
36 | Rectangular Interlock Pavers Blended Color with compressive strength M35 or above. Thickness: 60mm, Dimension:200*100*60 (NS Standard) | 35.18 | 1759.95 | 38.698 | 1935.945 | 38.7 | 1935.95 | 38.7 | 1935.95 | 28.224 | 1411.2 | 31 | 1550 |  |  | 31 | 28 | 56.43 | 38.4767 | -0.5771% | 50
37 | Rectangular Interlock Pavers Grey Color with compressive strength M40 or above. Thickness: 70mm, Dimension:200*100*70 (NS Standard) | [6 empty] | 0 | 0 | 0 | 0 | 37 | 1850 |  | 39.6 | 36 |  | 49.28 |  |  | 50 | 0.02
38 | Rectangular Interlock Pavers Single Color with compressive strength M40 or above. Thickness: 70mm, Dimension:200*100*70 (NS Standard) | [6 empty] | 0 | 0 | 0 | 0 | 44 | 2200 |  | 47.3 | 43 |  | 58.88 |  |  | 50
39 | Rectangular Interlock Pavers Blended Color with compressive strength M40 or above. Thickness: 70mm, Dimension:200*100*70 (NS Standard) | [6 empty] | 0 | 0 | 0 | 0 | 48 | 2400 |  | 51.7 | 47 |  | 65.28 |  |  | 50
40 | Rectangular Interlock Pavers Grey Color with compressive strength M40 or above. Thickness: 80mm, Dimension:200*100*80 (NS Standard) | [6 empty] | 0 | 0 | 0 | 0 | 40 | 2000 |  | 42.9 | 39 |  | 58.52 |  |  | 50
41 | Rectangular Interlock Pavers Single Color with compressive strength M40 or above. Thickness: 80mm, Dimension:200*100*80 (NS Standard) | [6 empty] | 0 | 0 | 0 | 0 | 48 | 2400 |  | 51.7 | 47 |  | 69.92 |  |  | 50
42 | Rectangular Interlock Pavers Blended Color with compressive strength M40 or above. Thickness: 80mm, Dimension:200*100*80 (NS Standard) | [6 empty] | 0 | 0 | 0 | 0 | 53 | 2650 |  | 57.2 | 52 |  | 77.52 |  |  | 50
43 | Rectangular Interlock Pavers Grey Color with compressive strength M50 or above. Thickness: 100mm, Dimension:200*100*100 (NS Standard) | 64.2 | 3212.18 | 70.62 | 3533.398 | 70.62 | 3533.4 | 70.62 | 3533.4 | 66.6015 | 3330.07 | 70 | 3500 |  | 77 | 70 |  | 91.18 | 80.59 | 14.12% | 50
44 | Rectangular Interlock Pavers Single Color with compressive strength M50 or above. Thickness: 100mm, Dimension:200*100*100 (NS Standard) | 70.89 | 3546.79 | 77.979 | 3901.469 | 77.98 | 3901.47 | 77.98 | 3901.47 | 73.542 | 3677.1 | 78 | 3900 |  | 85.8 | 78 |  | 105.28 | 91.64 | 17.52% | 50
45 | Rectangular Interlock Pavers Blended Color with compressive strength M50 or above. Thickness: 100mm, Dimension:200*100*100 (NS Standard) | 73.56 | 3680.63 | 80.916 | 4048.693 | 80.92 | 4048.69 | 80.92 | 4048.69 | 76.314 | 3815.7 | 80 | 4000 |  | 88 | 80 |  | 109.98 | 94.99 | 17.39% | 50
46 | Rectangular Interlock Pavers Grey Color with compressive strength M30 or above. Thickness: 60mm, Dimension:200*100*60 (Local Machine Made) |  |  |  |  | − | − | 0 | 0 | 20.07 | 1003.5 | 21 | 1050 |  | Quotation | [5 empty] | 50
47 | Rectangular Interlock Pavers Grey Color with compressive strength M35 or above. Thickness: 80mm, Dimension:200*100*80 (Local Machine Made) |  |  |  |  | − | − | 0 | 0 | 25.13 | 1256.5 | 26 | 1300 |  | Quotation | [5 empty] | 50
| Behaton Interlock I Pavers | [13 empty] | 10% add Rup | Rupandehi | Sagarmatha | Asian | Average | #VALUE!
48 | Behaton Interlock I Pavers Grey Color with compressive strength M35 or above. Thickness: 50mm, Dimension:200*165*50 (NS Standard) | 31.5 | 1159.51 | 34.65 | 1275.461 | 34.65 | 1275.461 | 34.65 | 1275.461 | 41.454 | 1525.5 | 43 | 1582.82 |  |  | 43 |  | 53.3 | 48.15 | 38.96% | 36.8098
49 | Behaton Interlock I Pavers Single Color with compressive strength M35 or above. Thickness: 50mm, Dimension:200*165*50 (NS Standard) | 37.8 | 1391.42 | 41.58 | 1530.562 | 41.58 | 1530.562 | 41.58 | 1530.562 | 40.82 | 1502.17 | 44 | 1619.64 |  |  | 44 |  | 59.8 | 51.9 | 24.82% | 36.8101
50 | Behaton Interlock I Pavers Blended Color with compressive strength M35 or above. Thickness: 50mm, Dimension:200*165*50 (NS Standard) | 39.9 | 1468.72 | 43.89 | 1615.592 | 43.89 | 1615.592 | 43.89 | 1615.592 | 44.268 | 1629.06 | 47 | 1730.07 |  |  | 47 |  | 63.05 | 55.025 | 25.37% | 36.81
51 | Behaton Interlock I Pavers Grey Color with compressive strength M40 or above. Thickness: 80mm, Dimension:200*165*80 (NS Standard) | 46.2 | 1700.62 | 50.82 | 1870.682 | 50.82 | 1870.682 | 50.82 | 1870.682 | 51.1245 | 1881.38 | 54 | 1987.73 |  |  | 54 |  | 86.1 | 70.05 | 37.84% | 36.81
52 | Behaton Interlock I Pavers Single Color with compressive strength M40 or above. Thickness: 80mm, Dimension:200*165*80 (NS Standard) | 52.5 | 1932.52 | 57.75 | 2125.772 | 57.75 | 2125.772 | 57.75 | 2125.772 | 57.666 | 2122.1 | 61 | 2245.4 |  |  | 61 |  | 96.6 | 78.8 | 36.45% | 36.8099
53 | Behaton Interlock I Pavers Blended Color with compressive strength M40 or above. Thickness: 80mm, Dimension:200*165*80 (NS Standard) | 54.6 | 2009.82 | 60.06 | 2210.802 | 60.06 | 2210.802 | 60.06 | 2210.802 | 60.165 | 2214.07 | 64 | 2355.83 |  |  | 64 |  | 101.85 | 82.925 | 38.07% | 36.8099
| Uni Interlock Pavers | [13 empty] | 10% add Rup | Rupandehi | Sagarmatha | Asian | Average | #VALUE!
54 | Uni Interlock Pavers Grey Color with compressive strength M35 or above. Thickness: 60mm, Dimension:240*120*60 (NS Standard) | 32.55 | 1127.77 | 35.805 | 1240.547 | 35.805 | 1240.547 | 35.805 | 1240.547 | 36.162 | 1252.65 | 38 | 1316.59 |  | 41.8 | 38 |  | 53.6 | 45.8 | 20.53% | 34.6473
55 | Uni Interlock Pavers Single Color with compressive strength M35 or above. Thickness: 60mm, Dimension:240*120*60 (NS Standard) | 38.85 | 1346.04 | 42.735 | 1480.644 | 42.735 | 1480.644 | 42.735 | 1480.644 | 42.7035 | 1479.24 | 45 | 1559.11 |  | 49.5 | 45 |  | 61.6 | 53.3 | 18.44% | 34.6471
56 | Uni Interlock Pavers Blended Color with compressive strength M35 or above. Thickness: 60mm, Dimension:240*120*60 (NS Standard) | 40.95 | 1418.8 | 45.045 | 1560.68 | 45.045 | 1560.68 | 45.045 | 1560.68 | 45.507 | 1576.36 | 48 | 1663.06 |  | 52.8 | 48 |  | 65.6 | 56.8 | 18.33% | 34.6471
| Zigzag Interlock Pavers | [13 empty] | 10% add Rup | Rupandehi | Sagarmatha | Asian | Average | #VALUE!
57 | Zigzag Interlock Pavers Grey Color with compressive strength M40 or above. Thickness: 80mm, Dimension:225*112.5*80 (NS Standard) | 46.2 | 1824.9 | 50.82 | 2007.39 | 50.82 | 2007.39 | 50.82 | 2007.39 | 50.82 | 2007.39 | 54 | 2133 |  | 59.4 | 54 |  | 70.84 | 62.42 | 22.83% | 39.5
58 | Zigzag Interlock Pavers Single Color with compressive strength M40 or above. Thickness: 80mm, Dimension:225*112.5*80 (NS Standard) | 52.5 | 2073.75 | 57.75 | 2281.125 | 57.75 | 2281.125 | 57.75 | 2281.125 | 57.75 | 2281.125 | 61 | 2409.5 |  | 67.1 | 61 |  | 80.04 | 70.52 | 22.11% | 39.5
59 | Zigzag Interlock Pavers Blended Color with compressive strength M40 or above. Thickness: 80mm, Dimension:225*112.5*80 (NS Standard) | 54.6 | 2156.7 | 60.06 | 2372.37 | 60.06 | 2372.37 | 60.06 | 2372.37 | 60.06 | 2372.37 | 64 | 2528 |  | 70.4 | 64 |  | 84.64 | 74.32 | 23.74% | 39.5
60 | Zigzag Interlock Pavers Grey Color with compressive strength M50 or above. Thickness: 100mm, Dimension:225*112.5*100 (NS Standard) | 81.32 | 3232.14 | 89.452 | 3555.354 | 89.452 | 3555.354 | 89.452 | 3555.354 | 89.452 | 3555.354 | 85 | 3378.4 |  | 93.5 | 85 |  | 118.32 | 101.66 | 13.65% | 39.7459
61 | Zigzag Interlock Pavers Single Color with compressive strength M50 or above. Thickness: 100mm, Dimension:225*112.5*100 (NS Standard) | 89.79 | 3546.56 | 98.769 | 3901.216 | 98.769 | 3901.216 | 98.769 | 3901.216 | 98.769 | 3901.216 | 94 | 3712.84 |  | 103.4 | 94 |  | 135.72 | 114.86 | 16.29% | 39.4984
62 | Zigzag Interlock Pavers Blended Color with compressive strength M50 or above. Thickness: 120mm, Dimension:225*112.5*100 (NS Standard) | 93.18 | 3680.75 | 102.498 | 4048.825 | 102.498 | 4048.825 | 102.498 | 4048.825 | 102.498 | 4048.825 | 98 | 3871.14 |  | 107.8 | 98 |  | 141.52 | 119.76 | 16.84% | 39.5015
63 | Zigzag Interlock Pavers Grey Color with compressive strength M55 or above. Thickness: 100mm, Dimension:225*112.5*120 (NS Standard) |  |  | − | − | 125.5 | 4957.23 | 125.5 | 4957.23 | 125.5 | 4957.23 | 125 | 4937.48 |  | 137.5 | 125 |  | 142.8 | 133.9 | 6.693% | 39.4998
64 | Zigzag Interlock Pavers Single Color with compressive strength M55or above. Thickness: 120mm, Dimension:225*112.5*120 (NS Standard) |  |  | − | − | 135.5 | 5352.23 | 135.5 | 5352.23 | 135.5 | 5352.23 | 135 | 5332.48 |  | 148.5 | 135 |  | 163.8 | 149.4 | 10.26% | 39.4999
65 | Zigzag Interlock Pavers Blended Color with compressive strength M55 or above. Thickness: 120mm, Dimension:225*112.5*120(NS Standard) |  |  | − | − | 146.5 | 5786.73 | 146.5 | 5786.73 | 146.5 | 5786.73 | 145 | 5727.48 |  | 159.5 | 145 |  | 170.8 | 157.9 | 7.782% | 39.4999
66 | Zigzag Interlock Pavers Grey Color with compressive strength M30 or above. Thickness: 60mm, Dimension:225*125*60 (Local Machine Made) |  |  |  |  | − | − | 0 | 0 | 24 | 935.28 | 24 | 935.28 |  | Quotation | [5 empty] | 38.97
67 | Zigzag Interlock Pavers Grey Color with compressive strength M35 or above. Thickness: 80mm, Dimension:225*125*80 (Local Machine Made) |  |  |  |  | − | − | 0 | 0 | 29.05 | 1132.07 | 29.05 | 1132.07 |  | Quotation | [5 empty] | 38.9697
| Romba 3D interlock Pavers | [13 empty] | 10% add Rup | Rupandehi | Sagarmatha | Asian | Average | #VALUE! | #DIV/0!
68 | Romba 3D interlock Pavers Grey Color with compressive strength M35 or above. Thickness: 60mm, Dimension:200*173 *60 (NS Standard) | 42 | 1239.62 | 46.2 | 1363.582 | 46.2 | 1363.582 | 46.2 | 1363.582 | 46.2 | 1363.582 | 49 | 1446.22 |  | 53.9 | 49 |  | 69.3 | 59.15 | 28.03% | 29.5148
69 | Romba 3D interlock Pavers Single Color with compressive strength M35 or above. Thickness: 60mm, Dimension:200*173 *60 (NS Standard) | 48.3 | 1425.56 | 53.13 | 1568.116 | 53.13 | 1568.116 | 53.13 | 1568.116 | 53.13 | 1568.116 | 56 | 1652.82 |  | 61.6 | 56 |  | 78.3 | 67.15 | 26.39% | 29.5147
70 | Romba 3D interlock Pavers Blended Color with compressive strength M35 or above. Thickness: 60mm, Dimension:200*173 *60 (NS Standard) | 50.4 | 1487.54 | 55.44 | 1636.294 | 55.44 | 1636.294 | 55.44 | 1636.294 | 55.44 | 1636.294 | 59 | 1741.36 |  | 64.9 | 59 |  | 87.3 | 73.15 | 31.94% | 29.5147
| Square Interlock Pavers | [13 empty] | 10% add Rup | Rupandehi | Sagarmatha | Asian | Average | #VALUE! | #DIV/0!
71 | Square Interlock Pavers Grey Color with compressive strength M30 or above. Thickness: 50mm, Dimension:200*200*50(NS Standard) |  |  | − | − | 65.33 | 1632.83 | 65.33 | 1632.83 | 65.33 | 1632.83 | 62 | 1549.6 | 2+ | 66 | 60 |  | 80.55 | 70.275 | 7.569% | 24.9936
72 | Square Interlock Pavers Single Color with compressive strength M30 or above. Thickness: 50mm, Dimension:200*200*50 (NS Standard) |  |  | − | − | 79.36 | 1983.61 | 79.36 | 1983.61 | 79.36 | 1983.61 | 69 | 1724.66 |  | 73.7 | 67 |  | 91.8 | 79.4 | 0.0504% | 24.9951
73 | Square Interlock Pavers Blended Color with compressive strength M30 or above. Thickness: 50mm, Dimension:200*200*50 (NS Standard) |  |  | − | − | 101.35 | 2533.41 | 101.35 | 2533.41 | 101.35 | 2533.41 | 72 | 1799.75 |  | 77 | 70 |  | 112.05 | 91.025 | -10.19% | 24.9966
74 | Square Interlock Pavers Grey Color with compressive strength M35 or above. Thickness: 60mm, Dimension:200*200*60 (NS Standard) | 54.6 | 1364.75 | 60.06 | 1501.225 | 60.06 | 1501.225 | 60.06 | 1501.225 | 60.06 | 1501.225 | 64 | 1599.7 |  | 68.2 | 62 |  | 88.56 | 75.28 | 25.34% | 24.9954
75 | Square Interlock Pavers Single Color with compressive strength M35 or above. Thickness: 60mm, Dimension:200*200*60 (NS Standard) | 60.9 | 1522.22 | 66.99 | 1674.442 | 66.99 | 1674.442 | 66.99 | 1674.442 | 66.99 | 1674.442 | 71 | 1774.67 |  | 75.9 | 69 |  | 104.76 | 86.88 | 29.69% | 24.9954
76 | Square Interlock Pavers Blended Color with compressive strength M35 or above. Thickness: 60mm, Dimension:200*200*60 (NS Standard) | 63 | 1574.72 | 69.3 | 1732.192 | 69.3 | 1732.192 | 69.3 | 1732.192 | 69.3 | 1732.192 | 74 | 1849.67 |  | 79.2 | 72 |  | 115.56 | 93.78 | 35.32% | 24.9956
| Cobble Interlock Pavers | [13 empty] | 10% add Rup | Rupandehi | Sagarmatha | Asian | Average | #VALUE! | #DIV/0!
77 | Cobble Interlock Pavers Grey Color with compressive strength M35 or above. Thickness: 60mm, Dimension:100*100*60 (NS Standard) | 12.6 | 1260.04 | 13.86 | 1386.044 | 13.86 | 1386.044 | 13.86 | 1386.044 | 13.713 | 1371.3 | 15 | 1500.04 |  | 16.5 | 15 |  | 20.02 | 17.51 | 26.33% | 100.0032
78 | Cobble Interlock Pavers Single Color with compressive strength M35 or above. Thickness: 60mm, Dimension:100*100*60 (NS Standard) | 14.7 | 1470.05 | 16.17 | 1617.055 | 16.17 | 1617.055 | 16.17 | 1617.055 | 16.212 | 1621.2 | 17 | 1700.05 |  | 18.7 | 17 |  | 23.92 | 20.46 | 26.53% | 100.0034
79 | Cobble Interlock Pavers Blended Color with compressive strength M35 or above. Thickness: 60mm, Dimension:100*100*60 (NS Standard) | 17.33 | 1732.56 | 19.063 | 1905.816 | 19.063 | 1905.816 | 19.063 | 1905.816 | 18.7005 | 1870.05 | 20 | 2000 |  | 22 | 20 |  | 27.82 | 23.91 | 25.43% | 100
80 | Cobble Interlock Pavers Grey Colour with Compressive Strength M40 or above . Thickness:80mm, Dimensions:100X100X80 (NS Standard) | [6 empty] | 0 | 0 | 0 | 0 | 18 | 1800 |  | 19.8 | 18 |  | 29.52 | 23.76 |  | 100
81 | Cobble Interlock Pavers Single Colour with Compressive Strength M40 or above . Thickness:80mm, Dimensions:100X100X80 (NS Standard) | [6 empty] | 0 | 0 | 0 | 0 | 21 | 2100 |  | 23.1 | 21 |  | 34.92 | 27.96 |  | 100
82 | Cobble Interlock Pavers Blended Colour with Compressive Strength M40 or above . Thickness:80mm, Dimensions:100X100X80 (NS Standard) | [6 empty] | 0 | 0 | 0 | 0 | 24 | 2400 |  | 26.4 | 24 |  | 36.72 | 30.36 |  | 100
| Interlock Pavers | [13 empty] | 10% add Rup | Rupandehi | Sagarmatha | Asian | Average | #VALUE! | #DIV/0!
83 | Interlock Pavers Grey Color with compressive strength M35 or above. Thickness: 60mm, Dimension:200*200*60 (NS Standard) | 52.5 | 1399.82 | 57.75 | 1539.802 | 57.75 | 1539.802 | 57.75 | 1539.802 | 55.482 | 1479.32 | 59 | 1573.13 |  | 64.9 | 59 |  | 84.5 | 71.75 | 24.24% | 26.6632
84 | Interlock Pavers Single Color with compressive strength M35 or above. Thickness: 60mm, Dimension:200*200*60 (NS Standard) | 57.75 | 1539.8 | 63.525 | 1693.78 | 63.525 | 1693.78 | 63.525 | 1693.78 | 61.719 | 1645.62 | 65 | 1733.1 |  | 71.5 | 65 |  | 97 | 81 | 27.51% | 26.6632
85 | Interlock Pavers Blended Color with compressive strength M35 or above. Thickness: 60mm, Dimension:200*200*60 (NS Standard) | 59.85 | 1595.8 | 65.835 | 1755.38 | 65.835 | 1755.38 | 65.835 | 1755.38 | 64.5225 | 1720.38 | 68 | 1813.1 |  | 74.8 | 68 |  | 102 | 85 | 29.11% | 26.6633
86 | Interlock Pavers Grey Color with compressive strength M40 or above. Thickness: 80mm, Dimension:200*200*80 (NS Standard) | [6 empty] | 0 | 0 | 0 | 0 | 65 | 1733.11 |  | 71.5 | 65 |  | 109.88 | 87.44 |  | 26.6633
87 | Interlock Pavers Single Color with compressive strength M40 or above. Thickness: 80mm, Dimension:200*200*80 (NS Standard) | [6 empty] | 0 | 0 | 0 | 0 | 77 | 2053.07 |  | 84.7 | 77 |  | 129.98 | 103.49 |  | 26.6633
88 | Interlock Pavers Blended Color with compressive strength M40 or above. Thickness: 80mm, Dimension:200*200*80 (NS Standard) | [6 empty] | 0 | 0 | 0 | 0 | 86 | 2293.04 |  | 94.6 | 86 |  | 136.68 | 111.34 |  | 26.6633
| Interlock With Cobble Pavers | [13 empty] | 10% add Rup | Rupandehi | Sagarmatha | Asian | Average | #VALUE! | #DIV/0!
89 | Interlock With Cobble Pavers Grey Color with compressive strength M35 or above. Thickness: 60mm, Dimension:200*200*60 (NS Standard) | 55.65 | 1391 | 61.215 | 1530.1 | 61.215 | 1530.1 | 61.215 | 1530.1 | 58.9155 | 1472.62 | 62 | 1549.72 |  | 68.2 | 62 |  | 97.52 | 79.76 | 30.29% | 24.9955
90 | Interlock With Cobble Pavers Single Color with compressive strength M35 or above. Thickness: 60mm, Dimension:200*200*60 (NS Standard) | 61.95 | 1548.47 | 68.145 | 1703.317 | 68.145 | 1703.317 | 68.145 | 1703.317 | 65.457 | 1636.12 | 69 | 1724.68 |  | 75.9 | 69 |  | 108.12 | 88.56 | 29.96% | 24.9955
91 | Interlock With Cobble Pavers Blended Color with compressive strength M35 or above. Thickness: 60mm, Dimension:200*200*60 (NS Standard) | 64.05 | 1600.96 | 70.455 | 1761.056 | 70.455 | 1761.056 | 70.455 | 1761.056 | 68.271 | 1706.46 | 72 | 1799.67 |  | 79.2 | 72 |  | 118.72 | 95.36 | 35.35% | 24.9955
92 | Interlock With Cobble Pavers Grey Color with compressive strength M40 or above. Thickness: 80mm, Dimension:200*200*80 (NS Standard) | [6 empty] | 0 | 0 | 0 | 0 | 80 | 1999.63 |  | 88 | 80 |  | 118.08 | 99.04 | #DIV/0! | 24.9955 |  | 25
93 | Interlock With Cobble Pavers Single Color with compressive strength M40 or above. Thickness: 80mm, Dimension:200*200*80 (NS Standard) | [6 empty] | 0 | 0 | 0 | 0 | 90 | 2249.59 |  | 99 | 90 |  | 139.68 | 114.84 | #DIV/0! | 24.9955
94 | Interlock With Cobble Pavers Blended Color with compressive strength M40 or above. Thickness: 80mm, Dimension:200*200*80 (NS Standard) | [6 empty] | 0 | 0 | 0 | 0 | 98 | 2449.55 |  | 107.8 | 98 |  | 146.88 | 122.44 | #DIV/0! | 24.9955
| Permeable Interlock Pavers | [13 empty] | 10% add Rup | Rupandehi | Sagarmatha | Asian | Average |  | 0.036024
95 | Permeable Interlock Pavers Grey Color with compressive strength M35 or above. Thickness: 60mm, Dimension:228*158*60 (NS Standard) | 55.65 | 1391 | 61.215 | 1530.1 |  |  | 0 | 0 | 0 | 0 | 62 | 1721.07 |  | 68.2 | 62 |  | 85.36 | 73.68 |  | 27.7593 | 27.7593
96 | Permeable Interlock Pavers Single Color with compressive strength M35 or above. Thickness: 60mm, Dimension:228*158*60 (NS Standard) | 61.95 | 1548.47 | 68.145 | 1703.317 |  |  | 0 | 0 | 0 | 0 | 76 | 2109.7 |  | 83.6 | 76 |  | 98.56 | 87.28 |  | 27.7593
97 | Permeable Interlock Pavers Blended Color with compressive strength M35 or above. Thickness: 60mm, Dimension:228*158*60 (NS Standard) | 64.05 | 1600.96 | 70.455 | 1761.056 |  |  | 0 | 0 | 0 | 0 | 86 | 2387.29 |  | 94.6 | 86 |  | 107.36 | 96.68 |  | 27.7593
98 | Permeable Interlock Pavers Grey Color with compressive strength M40 or above. Thickness: 80mm, Dimension:228*158*80 (NS Standard) | [6 empty] | 0 | 0 | 0 | 0 | 74 | 2054.18 |  | 81.4 | 74 |  | 108.64 | 91.32 |  | 27.7593
99 | Permeable Interlock Pavers Single Color with compressive strength M40 or above. Thickness: 80mm, Dimension:228*158*80 (NS Standard) | [6 empty] | 0 | 0 | 0 | 0 | 90 | 2498.33 |  | 99 | 90 |  | 125.44 | 107.72 |  | 27.7593
100 | Permeable Interlock Pavers Blended Color with compressive strength M40 or above. Thickness: 80mm, Dimension:228*158*80 (NS Standard) | [6 empty] | 0 | 0 | 0 | 0 | 103 | 2859.2 |  | 113.3 | 103 |  | 136.64 | 119.82 |  | 27.7593
101 | Permeable Interlock Pavers Grey Color with compressive strength M50 or above. Thickness: 100mm, Dimension:228*158*100 (NS Standard) | [6 empty] | 0 | 0 | 0 | 0 | 103 | 2859.2 |  | 113.3 | 103 |  | 170.8 | 136.9 |  | 27.7593
102 | Permeable Interlock Pavers Single Color with compressive strength M50 or above. Thickness: 100mm, Dimension:228*158*100 (NS Standard) | [6 empty] | 0 | 0 | 0 | 0 | 124 | 3442.14 |  | 136.4 | 124 |  | 184.8 | 154.4 |  | 27.7593
103 | Permeable Interlock Pavers Blended Color with compressive strength M50 or above. Thickness: 100mm, Dimension:228*158*100 (NS Standard) | [6 empty] | 0 | 0 | 0 | 0 | 141 | 3914.05 |  | 155.1 | 141 |  | 191.8 | 166.4 |  | 27.7593
| Matrix Slab / Tiles | [13 empty] | 10% add Rup | Rupandehi | Sagarmatha | Asian | Average | #VALUE! | 27.7593
104 | Matrix Slab / Tiles Grey Color with compressive strength M35 or above. (Specification: Thickness: 40mm, Dimension:400*400*40, Tolerance/others:±1mm Variance in thickness, Proper Interlock Grooves & Pigment Color, Water absorption <6%) | 170.1 | 1063.39 | 187.11 | 1169.729 | 187.11 | 1169.729 | 187.11 | 1169.729 | 187.11 | 1169.729 | 193 | 5357.53 |  | 212.3 | 193 | 130 | 321 | 214.6667 | 14.73% | 27.7593
105 | Matrix Slab / Tiles Single Color with compressive strength M35 or above. (Specification: Thickness: 40mm, Dimension:400*400*40, Tolerance/others:±1mm Variance in thickness, Proper Interlock Grooves & Pigment Color, Water absorption <6%) | 189 | 1181.54 | 207.9 | 1299.694 | 207.9 | 1299.694 | 207.9 | 1299.694 | 207.9 | 1299.694 | 213 | 1331.57 |  | 234.3 | 213 | 140 | 351 | 234.6667 | 12.87% | 6.2515
106 | Matrix Slab / Tiles Blended Color with compressive strength M35 or above. (Specification: Thickness: 40mm, Dimension:400*400*40, Tolerance/others:±1mm Variance in thickness, Proper Interlock Grooves & Pigment Color, Water absorption <6%) | 212.1 | 1325.96 | 233.31 | 1458.556 | 233.31 | 1458.556 | 233.31 | 1458.556 | 233.31 | 1458.556 | 238 | 1487.87 |  | 261.8 | 238 | 160 | 388.5 | 262.1667 | 12.37% | 6.2516
107 | Matrix Slab / Tiles Grey Color with compressive strength M35 or above. (Specification: Thickness: 60mm, Dimension:400*400*60, Tolerance/others:±1mm Variance in thickness, Proper Interlock Grooves & Pigment Color, Water absorption <6%) |  |  | − | − | 375.4 | 2346.84 | 375.4 | 2346.84 | 375.4 | 2346.84 | 370 | 2313.08 |  | 407 | 370 |  | 470.8 | 420.4 | 11.99% | 6.2516
108 | Matrix Slab / Tiles Single Color with compressive strength M35 or above. (Specification: Thickness: 60mm, Dimension:400*400*60, Tolerance/others:±1mm Variance in thickness, Proper Interlock Grooves & Pigment Color, Water absorption <6%) |  |  | − | − | 425.4 | 2659.41 | 425.4 | 2659.41 | 425.4 | 2659.41 | 430 | 2688.16 |  | 473 | 430 |  | 514.8 | 472.4 | 11.05% | 6.2516
109 | Matrix Slab / Tiles Blended Color with compressive strength M35 or above. (Specification: Thickness: 60mm, Dimension:400*400*60, Tolerance/others:±1mm Variance in thickness, Proper Interlock Grooves & Pigment Color, Water absorption <6%) |  |  | − | − | 475.4 | 2971.99 | 475.4 | 2971.99 | 475.4 | 2971.99 | 470 | 2938.23 |  | 517 | 470 |  | 558.8 | 514.4 | 8.204% | 6.2516
| Mixed Fusion Slab / Tiles | [13 empty] | 10% add Rup | Rupandehi | Sagarmatha | Asian | Average | #VALUE! | #DIV/0!
110 | Mixed Fusion Slab / Tiles Grey Color with compressive strength M35 or above. (Specification: Thickness: 40mm, Dimension:1200*800*40, Tolerance/others:±1mm Variance in thickness, Proper Interlock Grooves & Pigment Color, Water absorption <6%) | 1023.75 | 1068.51 | 1126.125 | 1175.361 | 1126.125 | 1175.361 | 1126.125 | 1175.361 | 1099.749 | 1147.83 | 1153 | 1203.41 |  | 1268.3 | 1153 |  | 2012.4 | 1582.7 | 40.54% | 1.0437
111 | Mixed Fusion Slab / Tiles Single Color with compressive strength M35 or above. (Specification: Thickness: 40mm, Dimension:1200*800*40, Tolerance/others:±1mm Variance in thickness, Proper Interlock Grooves & Pigment Color, Water absorption <6%) | 1128.75 | 1178.1 | 1241.625 | 1295.91 | 1241.625 | 1295.91 | 1241.625 | 1295.91 | 1218.1995 | 1271.46 | 1277 | 1332.83 |  | 1404.7 | 1277 |  | 2270.4 | 1773.7 | 42.85% | 1.0437
112 | Mixed Fusion Slab / Tiles Blended Color with compressive strength M35 or above. (Specification: Thickness: 40mm, Dimension:1200*800*40, Tolerance/others:±1mm Variance in thickness, Proper Interlock Grooves & Pigment Color, Water absorption <6%) | 1275.75 | 1331.53 | 1403.325 | 1464.683 | 1403.325 | 1464.683 | 1403.325 | 1464.683 | 1375.3005 | 1435.43 | 1441 | 1504 |  | 1585.1 | 1441 |  | 2614.4 | 2027.7 | 44.49% | 1.0437
| Porous Permeable Matrix Tiles | [13 empty] | 10% add Rup | Rupandehi | Sagarmatha | Asian | Average | #VALUE! | 0.16
113 | Porous Permeable Matrix Tiles Grey Color with compressive strength M35 or above. Thickness: 40mm, Dimension:400*400*40 | 1023.75 | 1068.51 | 1126.125 | 1175.361 |  |  | 0 | 0 | 0 | 0 | 257 | 1606.25 |  | 282.7 | 257 |  | 353.8 | 305.4 | #DIV/0! | 6.25
114 | Porous Permeable Matrix Tiles Single Color with compressive strength M35 or above. Thickness: 40mm, Dimension:400*400*40 | 1128.75 | 1178.1 | 1241.625 | 1295.91 |  |  | 0 | 0 | 0 | 0 | 314 | 1962.5 |  | 345.4 | 314 |  | 426.3 | 370.15 | #DIV/0! | 6.25
115 | Porous Permeable Matrix Tiles Grey Color with compressive strength M35 or above. Thickness: 60mm, Dimension:400*400*60 | 1275.75 | 1331.53 | 1403.325 | 1464.683 |  |  | 0 | 0 | 0 | 0 | 315 | 1968.75 |  | 346.5 | 315 |  | 536.8 | 425.9 | #DIV/0! | 6.25
116 | Porous Permeable Matrix Tiles Single Color with compressive strength M35 or above. Thickness: 60mm, Dimension:400*400*60 | [6 empty] | 0 | 0 | 0 | 0 | 404 | 2525 |  | 444.4 | 404 |  | 580.8 | 492.4 | #DIV/0! | 6.25
| Nostalgic Pavers | [13 empty] | 10% add Rup | Rupandehi | Sagarmatha | Asian | Average | #VALUE! | #DIV/0!
117 | Nostalgic Pavers Grey Color with compressive strength M35 or above. Thickness: 60mm, Dimension:1140x960x60mm/ Pallet (NS Standard) | 2310 | 2220.67 | 2541 | 2442.737 | 2541 | 2442.737 | 2541 | 2442.737 | 2493.75 | 2397.31 | 2613 | 2511.95 |  | 2874.3 | 2613 |  | 3229.2 | 2921.1 | 14.96% | 0.96133
118 | Nostalgic Pavers Single Color with compressive strength M35 or above. Thickness: 60mm, Dimension:1140x960x60mm/ Pallet (NS Standard) | 2572.5 | 2473.02 | 2829.75 | 2720.322 | 2829.75 | 2720.322 | 2829.75 | 2720.322 | 2743.125 | 2637.04 | 2874 | 2762.86 |  | 3161.4 | 2874 |  | 3643.2 | 3258.6 | 15.16% | 0.96133
119 | Nostalgic Pavers Blended Color with compressive strength M35 or above. Thickness: 60mm, Dimension:1140x960x60mm/ Pallet (NS Standard) | 2782.5 | 2674.9 | 3060.75 | 2942.39 | 3060.75 | 2942.39 | 3060.75 | 2942.39 | 2992.5 | 2876.77 | 3135 | 3013.76 |  | 3448.5 | 3135 |  | 3919.2 | 3527.1 | 15.24% | 0.96133
120 | Grass Interlock Pavers Grey Color with compressive strength M40 or above. Thickness: 80mm, Dimension:400x600x80mm (NS Standard) | 367.5 | 1530.31 | 404.25 | 1683.341 | 404.25 | 1683.341 | 404.25 | 1683.341 | 401.499 | 1671.88 | 421 | 1753.08 |  | 463.1 | 421 |  | 515.2 | 468.1 | 15.79% | 4.1641 |  | 4.1667
121 | Grass Interlock Pavers Grey Color with compressive strength M50 or above. Thickness: 100mm, Dimension:400x600x100mm (NS Standard) | [6 empty] | 0 | 0 | 0 | 0 | 474 | 1973.78 |  | 521.4 | 474 |  | 644 | 559 | #DIV/0! | 4.1641
| I-shaped Interlock Pavers | [13 empty] | 10% add Rup | Rupandehi | Sagarmatha | Asian | Average | #VALUE!
122 | I-shaped Interlock Pavers Gray colour with Compressive Strength M35 or above. Thickness 60mm. Dimension 200*160*60mm |  |  | − | − | 30.3 | 1075.89 | 30.3 | 1075.89 | 30.3 | 1075.89 | 31.81 | 994.06 |  | 0 |  | 31 |  | 31 | 2.31% | 31.25
123 | I-shaped Interlock Pavers Single colour with Compressive Strength M35 or above. Thickness 60mm. Dimension 200*160*60mm |  |  | − | − | 33.33 | 1183.48 | 33.33 | 1183.48 | 33.33 | 1183.48 | 34.99 | 1093.43 |  | 0 |  | 33 |  | 33 | -0.9901% | 31.25
124 | I-shaped Interlock Pavers Blended colour with Compressive Strength M35 or above. Thickness 60mm. Dimension 200*160*60 |  |  | − | − | 34.9 | 12229.22 | 34.9 | 12229.22 | 34.9 | 12229.22 | 36.64 | 1145 |  | 0 |  | 35 |  | 35 | 0.2865% | 31.25
125 | I-shaped Interlock Pavers Gray colour with Compressive Strength M30 or above. Thickness 60mm. Dimension 200*150*60 |  |  |  |  | − | − | 0 | 0 | 23.05 | 817.12 | 24.2 | 806.66 |  | Quotation | [5 empty] | 33.3333
126 | I-shaped Interlock Pavers Gray colour with Compressive Strength M35 or above. Thickness 80mm. Dimension 200*150*80 |  |  |  |  | − | − | 0 | 0 | 28.05 | 994.37 | 29.45 | 981.66 |  | Quotation | [5 empty] | 33.3333
| S-lock Interlock Pavers | [13 empty] | 10% add Rup | Rupandehi | Sagarmatha | Asian | Average | #VALUE!
127 | S-lock Interlock Pavers Gray colour with Compressive Strength M35 or above. Thickness 60mm. Dimension 236*100*60mm |  |  | − | − | 22.83 | 1129.99 | 22.83 | 1129.99 | 23.9715 | 1186.5892 | 25.17 | 1245.81 |  | 0 |  | 23 |  | 23 | 0.7446% | 49.4958 |  | 42.3729
128 | S-lock Interlock Pavers Single colour with Compressive Strength M35 or above. Thickness 60mm. Dimension 236*100*60mm |  |  | − | − | 24.5 | 1212.65 | 24.5 | 1212.65 | 25.725 | 1273.3875 | 27.01 | 1336.88 |  | 0 |  | 26 |  | 26 | 6.122% | 49.4959
129 | S-lock Interlock Pavers Blended colour with Compressive Strength M35 or above. Thickness 60mm. Dimension 236*100*60mm |  |  | − | − | 25.6 | 1267.1 | 25.6 | 1267.1 | 26.88 | 1330.56 | 28.22 | 1396.77 |  | 0 |  | 28 |  | 28 | 9.375% | 49.4961
सि.नं. | निर्माण सामाग्रीको विवरण | MRP Per Pcs (Ex VAT) | MRP Per SQM (Ex VAT) | प्रति पिस दररेट | प्रति र.मि. दररेट | प्रति पिस दररेट | प्रति र.मि. दररेट | प्रति पिस दररेट | प्रति र.मि. दररेट | प्रति पिस दररेट | प्रति र.मि. दररेट | प्रति पिस दररेट | प्रति र.मि. दररेट
| Half batterd Kerbstone | [13 empty] | 10% add Rup | Rupandehi | Sagarmatha | Asian | Average
130 | Half batterd Kerbstone Grey Color with compressive strength M20. Thickness: 200mm, Dimension:300*200*350 (LxBxH) (NS Standard) | 304.5 | 1013.99 | 334.95 | 1115.389 | 334.95 | 1115.389 | 334.95 | 1115.389 | 334.95 | 1115.389 | 334.95 | 1115.38 |  | 304.5 | 290 |  | 432.4 | 361.2 | 7.837% | 3.33
131 | Half batterd Kerbstone Grey Color with compressive strength M25. Thickness: 200mm, Dimension:300*200*350 (LxBxH) (NS Standard) | 325.5 | 1083.92 | 358.05 | 1192.312 | 358.05 | 1192.312 | 358.05 | 1192.312 | 358.05 | 1192.312 | 358.05 | 1192.31 |  | 315 | 300 |  | 478.4 | 389.2 | 8.7% | 3.33
132 | Half batterd Kerbstone Grey Color with compressive strength M20. Thickness/ Breadth: 165mm, Dimension:300*165*325 (LxBxH) (NS Standard) | 273 | 909.09 | 300.3 | 999.999 | 300.3 | 999.999 | 300.3 | 999.999 | 300.3 | 999.999 | 300.3 | 999.99 |  | 231 | 220 | 225 | 341.55 | 262.1833 | -12.69% | 3.33
133 | Half batterd Kerbstone Grey Color with compressive strength M25. Thickness/ Breadth: 165mm, Dimension:300*165*325 (LxBxH) (NS Standard) | 294 | 979.02 | 323.4 | 1076.922 | 323.4 | 1076.922 | 323.4 | 1076.922 | 323.4 | 1076.922 | 323.4 | 1076.92 |  | 241.5 | 230 | 235 | 376.05 | 280.35 | -13.31% | 3.33
134 | Half batterd Kerbstone Grey Color with compressive strength M20. Thickness: 200mm, Dimension: 250*200*380 (LxBxH) (NS Standard) | 304.5 | 1218 | 334.95 | 1339.8 | 334.95 | 1339.8 | 334.95 | 1339.8 | 334.95 | 1339.8 | 334.95 | 1339.8 |  | 0 |  | 240 | 457.8 | 348.9 | 4.165% | 4 |  | 4
135 | Half batterd Kerbstone Grey Color with compressive strength M25. Thickness: 200mm, Dimension: 250*200*380 (LxBxH) (NS Standard) | 325.5 | 1302 | 358.05 | 1432.2 | 358.05 | 1432.2 | 358.05 | 1432.2 | 358.05 | 1432.2 | 358.05 | 1432.2 |  | 0 |  | 250 | 478.8 | 364.4 | 1.773% | 4
136 | Half batterd Kerbstone Grey Color with compressive strength M20 or above. Thickness: 380mm, Dimension: 250*165*380 (LxBxH) (NS Standard) |  |  | − | − | 220 | 880 | 220 | 880 | 220 | 880 | 220 | 880 |  | 0 |  | 215 |  |  | -100% | 4
137 | Half batterd Kerbstone Grey Color with compressive strength M25. Thickness: 380mm, Dimension: 250*16*380 (LxBxH) (NS Standard) |  |  | − | − | 230 | 920 | 230 | 920 | 230 | 920 | 230 | 920 |  | 0 |  | 225 |  |  | -100% | 4
| Splayed kerb stone | [13 empty] | 10% add Rup | Rupandehi | Sagarmatha | Asian | Average | #VALUE! | #DIV/0!
138 | Splayed kerb stone Gray colour with Compressive strength 0f M20 or above ( NS Standard). Dimension 250*165*380mm (L*B*H) |  |  | − | − | 240 | 960 | 240 | 960 | 240 | 960 | 240 | 960 |  | 264 | 240 | 250 |  |  | -100% | 4
139 | Splayed Battered kerb stone Grey colour with Compressive strength 0f M25 or above ( NS Standard). Dimension 250*165*380mm (L*B*H) |  |  | − | − | 250 | 1000 | 250 | 1000 | 250 | 1000 | 250 | 1000 |  | 275 | 250 | 260 |  |  | -100% | 4
| Bullnose Kerbstone | [13 empty] | 10% add Rup | Rupandehi | Sagarmatha | Asian | Average | #VALUE! | #DIV/0!
140 | Bullnose Kerbstone Grey Color with compressive strength M20. Thickness: 200mm, Dimension:300*200*350 (LxBxH) (NS Standard) | 341.25 | 1136.36 | 375.375 | 1249.996 | 375.375 | 1249.996 | 375.375 | 1249.996 | 375.375 | 1249.996 | 389 | 1295.36 |  | 427.9 | 389 |  | 470 |  | -100% | 3.33
141 | Bullnose Kerbstone Grey Color with compressive strength M25. Thickness: 200mm, Dimension:300*200*350 (LxBxH) (NS Standard) | 357 | 1188.81 | 392.7 | 1307.691 | 392.7 | 1307.691 | 392.7 | 1307.691 | 392.7 | 1307.691 | 408 | 1358.64 |  | 448.8 | 408 |  | 520 |  | -100% | 3.33
Kerbstone (Local Machine Made)
142 | Kerbstone Grey Color with compressive strength M20. Thickness: 300mm, Dimension:300*300*150 (LxBxH) (Local Machine Made) |  |  |  |  | − | − | 0 | 0 | 150.67 | 477 | 150.67 | 477 |  | Quotation |  | 3.1659
143 | Kerbstone Grey Color with compressive strength M20. Thickness: 200mm, Dimension:380*200*250 (LxBxH) (Local Machine Made) |  |  |  |  | − | − | 0 | 0 | 200 | 703.33 | 200 | 703.33 |  | Quotation |  | 3.5167
144 | Kerbstone Grey Color with compressive strength M20. Thickness: 300mm, Dimension:350*300*200 (LxBxH)(Local Machine Made) |  |  |  |  | − | − | 0 | 0 | 191 | 726.67 | 191 | 726.67 |  | Quotation |  | 3.8046
145 | Kerbstone Grey Color with compressive strength M25. Thickness: 200mm, Dimension:380*200*250 (LxBxH)(Local Machine Made) |  |  |  |  | − | − | 0 | 0 | 231 | 860 | 231 | 860 |  | Quotation |  | 3.7229
146 | Kerbstone Grey Color with compressive strength M25. Thickness: 300mm, Dimension:350*300*200 (LxBxH)(Local Machine Made) |  |  |  |  | − | − | 0 | 0 | 225 | 834 | 225 | 834 |  | Quotation |  | 3.7067
सि.नं. | निर्माण सामाग्रीको विवरण | MRP Per Pcs (Ex VAT) | MRP Per SQM (Ex VAT) | प्रति सेट दररेट | प्रति र.मि. दररेट | प्रति सेट दररेट | प्रति र.मि. दररेट | प्रति सेट दररेट | प्रति र.मि. दररेट | प्रति सेट दररेट | प्रति र.मि. दररेट | प्रति सेट दररेट | प्रति र.मि. दररेट
| V Shape Precast Drain | [13 empty] | 10% add Rup | Rupandehi | Sagarmatha | Asian | Average
147 | V Shape Drain Male & Female set with compressive strength M35. Thickness: 70mm, Dimension: 300x75x499.5 (LxBxH) | 371.91 | 1238.4603 | 409.101 | 1362.3063 | 409.101 | 1362.3063 | 409.101 | 1362.3063 | 409.101 | 1362.3063 | 409.101 | 1362.3 |  | 447.7 | 407 |  | 708.4 |  | -100% | 3.33
| Mortars and Plaster for Wall & Flooring Works | [14 empty] | Rupandehi
148 | AAC Block Joining Mortar(Sand Base) for AAC Block and Fly Ash Bricks.120 sq. ft. per 40kg bag (considering joint thickness of 3-6mm) |  |  | − | − | 770 |  | 770 |  | 770 |  | 770 |  | प्रति बोरा |  | 770 |  |  |  | -100% | 0
149 | AAC Block Joining Mortar(Lime Base) for AAC Block and Fly Ash Bricks.170 sq. ft. per 40kg bag (considering joint thickness of 2-5mm) |  |  | − | − | 870 |  | 870 |  | 870 |  | 870 |  | प्रति बोरा |  | 870 |  |  |  | -100% | 0
149 | Brick Joining Mortar for Clay , Red, Concrete block/bricks.40 sq. ft. per 40kg bag (considering joint thickness of 3-5mm) |  |  | − | − | 395 |  | 395 |  | 395 |  | 395 |  | प्रति बोरा |  | 395 |  |  |  | -100% | 0
150 | Ready-Mix Plaster-for all wall type.(AAC Block, Concrete block, Clay Bricks). 15-20 sq. ft. per 40kg bag (considering joint thickness of 10-12mm) |  |  | − | − | 350 |  | 350 |  | 350 |  | 350 |  | प्रति बोरा |  | 350 |  |  |  | -100% | 0
150 | Water proof Plaster-for all wall type.(AAC Block, Concrete block, Clay Bricks). 15-20 sq. ft. per 40kg bag (considering joint thickness of 10-12mm) |  |  | − | − | 430 |  | 430 |  | 430 |  | 430 |  | प्रति बोरा |  | 430 |  |  |  | -100% | 0
151 | Water proof Master-for Tarace, Bathroom , Water Tanks, Exterior walls Sunshades, Canal Linings. 240sq. ft. per 20kg bag (for 0.6-0.8mm thick coat) |  |  | − | − | 3500 |  | 3500 |  | 3500 |  | 3500 |  | प्रति बोरा |  | 3500 |  |  |  | -100% | 0
151 | Tile Adhesive-for Ceramic/vitrified tiles, wall/flooring, external/internal Bathroom. 30-40 sq. ft. per 20kg bag (for 3-6mm thick ) |  |  | − | − | 425 |  | 425 |  | 425 |  | 425 |  | प्रति बोरा | [5 empty] | -100% | 0
152 | Tile Adhesive 100 Ceramic and clay tiles/cement based backgrounds. Internal dry area application. 30-40 sq. ft. per 20kg bag (for 3-6mm thick ) |  |  | − | − | 400 |  | 400 |  | 400 |  | 400 |  | प्रति बोरा |  | 400 |  |  |  | -100% | 0
152 | Tile powerfix 200 vitrified,semi vetrified and natural stones. Suitable for Internal(floor and wall)+External Floors 30-40 sq. ft. per 20kg bag (for 3-6mm thick ) |  |  | − | − | 500 |  | 500 |  | 500 |  | 500 |  | प्रति बोरा |  | 500 |  |  |  | -100% | 0
153 | Tile powerfix 300 vitrified,semi vetrified,glass mossaic tiles and all stones. Suitable for Internal(floor and wall)+External Floors suitable for wet area 30-40 sq. ft. per 20kg bag (for 3-6mm thick ) |  |  | − | − | 700 |  | 700 |  | 700 |  | 700 |  | प्रति बोरा |  | 700 |  |  |  | -100% | 0
153 | TILE MASTER 400- all types of tyles and stones, suitable for internal exteranl (floor and wall), suitable for wet area 30-40 sq. ft. per 20kg bag (for 3-6mm thick ) |  |  | − | − | 900 |  | 900 |  | 900 |  | 900 |  | प्रति बोरा |  | 900 |  |  |  | -100% | 0
154 | TILE MASTER 500- all types of tyles and stones, suitable for internal and external(floor and wall), suitable for wet area 30-40 sq. ft. per 20kg bag (for 3-6mm thick ) |  |  | − | − | 1200 |  | 1200 |  | 1200 |  | 1200 |  | प्रति बोरा |  | 1200 |  |  |  | -100% | 0
Precast Boundary Wall
155 | Precast Boundary Wall : above the ground level with M20 grade of concrete of 6 inch X 6 inch Post, and 7ft X2 inch X 1ft panel (L*B*H). Considering post and panel cap. (ApproxWeight/sqft 24.71kg.) |  |  |  |  | 275 |  | 275 |  | 275 |  | 275 |  | व.फि. |  |  | 280 |  |  | -100% | 0
156 | CSEB Interlocking brick(Dimension:30*15*10 cm) |  |  |  |  | 45 |  | 45 |  | 45 |  | 45 |  | गोटा | [5 empty] | -100% | 0
157 | Concrete Brick dimension: 23*11*7.5 cm |  |  |  |  | 18 |  | 18 |  | 18 |  | 18 |  | गोटा | [5 empty] | -100% | 0
158 | Pavor Block Hexagon- 20.6*20.6 cm Thickness:60mm |  |  |  |  | 30 |  | 30 |  | 30 |  | 30 |  | गोटा | [5 empty] | -100% | 0
159 | Pavor Block Hexagon- 20.6*20.6 cm Thickness:80mm |  |  |  |  | 40 |  | 40 |  | 40 |  | 40 |  | गोटा | भैरव कंक्रिट | एम के इन्डस्ट्रिज |  |  |  | -100% | 0
160 | Concrete Precast Coloured Bench all complete set. |  |  |  |  | − |  | − |  | 4500 |  | 5500 |  | सेट | 14000 | 14000

## Sinchai Gate
1६. सिंचाइ गेट तथा स्टिल स्ट्रक्चर कार्यको दररेट
क्र.स | सामाग्रीको नाम | इकाई | आ.व. २०८०/०८१ को दररेट | आ.व. २०८१ /०८२ को दररेट | आ.व. २०८२/०८३ को दररेट | आ.व. २०८३/०८४ को दररेट
1 | Steel Gates | [5 empty] | रुपन्देही | सिचाइबाट ३०० प्रस्ताव गरीएको
1.1 | ISMC 100 | प्रति के.जी | 275 | 275 | 275 | 300 | 300 |  | 9.091%
1.2 | ISMC 125 | प्रति के.जी | 275 | 275 | 275 | 300 | 300 |  | 9.091%
1.3 | ISMC 150 | प्रति के.जी | 275 | 275 | 275 | 300 | 300 |  | 9.091%
1.4 | ISA 7575 | प्रति के.जी | 275 | 275 | 275 | 300 | 300 |  | 9.091%
1.5 | ISA 5050 | प्रति के.जी | 275 | 275 | 275 | 300 | 300 |  | 9.091%
2 | Spindle for gates
2.1 | Bright round bars for gate size greater than 1mx1m with threading of spindle bars | प्रति फिट | 5500 | 5500 | 5500 | 5500
2.2 | Supply and Fixing of Steel Gate Including Spindle all complete. | प्रति के.जी | 315 | 315 | 315 | 315
3 | Gear box for (including nut, bolt, bearing, grease housing, body, etc. all complete) | [5 empty] | रुपन्देही | फरक
3.1 | गेट गियर सेट ५-१० टन क्षमता भएको | प्रति सेट | 11000 | 11000 | 11000 | 11000 | 11972 | 972
3.2 | गेट गियर सेट १०-१५ टन क्षमता भएको | प्रति सेट | 27400 | 27400 | 27400 | 27400 | 23938 | -3462
3.3 | गेट गियर सेट १५-२० टन क्षमता भएको | प्रति सेट | 41000 | 41000 | 41000 | 41000 | 36537 | -4463
3.4 | गेट गियर सेट २०-२५ टन क्षमता भएको | प्रति सेट | 54500 | 54500 | 54500 | 54500 | 47875 | -6625
4 | Thrust Bearing | प्रति सेट | 1200 | 1200 | 1200 | 1200
5 | Middle Type Cast Iron Gear Nut | प्रति गोटा | 11600 | 11600 | 11600 | 11600
6 | Slide Roller | प्रति गोटा | 5100 | 5100 | 5100 | 5100
7 | Middle Type Cast Iron Gear | प्रति गोटा | 11200 | 11200 | 11200 | 11200
8 | PVC Water stopper (water bar) for canal lining
8.1 | 230 mm wide with 25mm dia centre bulb | प्रति र.मि | 1100 | 1100 | 1100 | 1100
8.2 | 150 mm wide with 25mm dia centre bulb | प्रति र.मि | 750 | 750 | 750 | 750
9 | Rubber Seal
9.1 | For canal
९.१.१ | ४ " | प्रति र.मि | − | 550 | 550 | 550
९.१.२ | ६'' | प्रति र.मि | 755 | 750 | 750 | 750
९.१.३ | ९'' | प्रति र.मि | 1155 | 1155 | 1155 | 1155
9.2 | For Irrigation Gates
९.२.१ | ४''-५'' | प्रति र.मि | 1000 | 1000 | 1000 | 1000
९.२.२ | ६''-८'' | प्रति र.मि | 1500 | 1500 | 1500 | 1500
९.२.३ | Type - flat | प्रति र.मि | 1650 | 1650 | 1650 | 1650
९.२.४ | Type - P (bulb at one end) | प्रति र.मि | 2200 | 2200 | 2200 | 2200
९.२.५ | Type - Double stem (single bulb at center) | प्रति र.मि | 2200 | 2200 | 2200 | 2200
९.२.६ | Type - Double bulb (bulb at both ends) | प्रति र.मि | 2750 | 2750 | 2750 | 2750
९.२.७ | Type - L or Z | प्रति र.मि | 3025 | 3025 | 3025 | 3025
९.२.८ | Type - corner | प्रति र.मि | 3025 | 3025 | 3025 | 3025
10 | Cone shaped bearing, bearing plate and nut
10.1 | For cross regulator gate | प्रति सेट | 10000 | 10000 | 10000 | 10000
10.2 | For Tertiary Gate | प्रति सेट | 7000 | 7000 | 7000 | 7000
11 | Supply and Fixing of cone bearing
11.1 | No: 30208 | प्रति सेट | 2000 | 2000 | 2000 | 2000
11.2 | No: 30310 | प्रति सेट | 3500 | 3500 | 3500 | 3500
12 | Supply and Fixing of High Tensile nut bolt | प्रति के.जी | 300 | 300 | 300 | 300
13 | Rope 20-25mm (Tochan) | प्रति र.मि | 2000 | 2000 | 2000 | 2000
14 | Sheet Pile | प्रति के.जी | 189 | 189 | 189 | 189

## Sheet1
Estimate
Contractor | A | B | C | D | E | F | G | Sum
Bid Amount (X) | 78 | 85 | 96 | 102 | 105 | 108 | 125 | 699
AVERAGE (m) | 99.85 | 99.85 | 99.85 | 99.85 | 99.85 | 99.85 | 99.85
Difference from average(X-M) | -21.85 | -14.85 | -3.85 | 2.15 | 5.15 | 8.15 | 25.15 | 0.05
(X-M)2 | 477.4225 | 220.5225 | 14.8225 | 4.6225 | 26.5225 | 66.4225 | 632.5225 | 1442.8575
Standard Deviation (Sd) | 8.25 | 5.61 | 1.45 | 0.81 | 1.94 | 3.08 | 9.5
% difference from average | -21.88% | -14.87% | -3.856% | 2.153% | 5.158% | 8.162% | 25.19%

## yantric rate (hidden)
14= d]l;g pks/)faf^ u/Lg] sfo{sf] b//]^
qm=;+= | sfdsf] ljj/)f | OsfO{ |  |  |  |  | 13% d'=c=s/ afx]ssf] b//]^ -?=_ | [7 empty] | s}lkmot
|  |  | cf=a= 062÷063 | cf=a= 2066÷67 | cf=a= 2067÷68 | cf=a= 2068÷69 | cf=a= 2074÷75 | cf=a= 2075÷76 | cf=a= 2076÷77 sf] :jLs[t b/ /]^ | cf=a= 2077÷78 sf] :jLs[t b/ /]^ | cf=a= 2078÷79 sf] :jLs[t b/ /]^ | cf=a= 2079÷80 sf] :jLs[t b/ /]^ | cf=a= 2080÷81 sf] :jLs[t b/ /]^ | cf=a= 2081÷82 sf] :jLs[t b/ /]^
s | *f]h/÷PS;fe]^/ k¦of]u u/L df^f] vGg] sfd - df]ljnfO{h];g, l*df]]jLnfOPh];g, OGwg / ck¦]^/ vr{ ;d]t_ |  | 12 | 12 | 12 | 13
1 | ;fwf/)f df^f] | #dL | 40 | 71 | 90 | 94 | 58 | 58 | 58 | 58 | 60 | 69 | 69 | 75 |  | सडक विभागको नर्मस अनुसार दररेट विश्लेषण गरेर गर्ने
2 | u¦fe]n÷jf]N*/ ldl;Psf] df^f] | #dL | 40 |  |  | 50 | 85 | 85 | 85 | 85 | 87 | 100.05 | 100.05 | 110 |  | सडक विभागको नर्मस अनुसार दररेट विश्लेषण गरेर गर्ने
3 | g/d k¦sf/sf] r§fg | #dL | 100 | 120 | 120 | 80 | 175 | 175 | 175 | 175 | 177 | 203.55 | 203.55 | 223 |  | सडक विभागको नर्मस अनुसार दररेट विश्लेषण गरेर गर्ने
4 | dWod k¦sf/sf] r§fg | #dL | 25 | 55 | 55 | 58 | 400 | 400 | 400 | 400 | 402 | 462.3 | 462.3 | 508 |  | सडक विभागको नर्मस अनुसार दररेट विश्लेषण गरेर गर्ने
5 | s*f k¦sf/sf] r§fg | #dL |  |  |  |  | 1070 | 1070 | 1070 | 1070 | 1072 | 1232.8 | 1232.8 | 1356 |  | सडक विभागको नर्मस अनुसार दररेट विश्लेषण गरेर गर्ने
v | k}x¦f] x^fpg÷;kmf ug]{ sfd | #dL | 200 | 550 | 605 | 660 | 50 | 50 | 50 | 50 | 52 | 59.8 | 59.8 | 65 |  | सडक विभागको नर्मस अनुसार दररेट विश्लेषण गरेर गर्ने

## HDP pipe (hidden)
&=! Pr=8L=kL=kfOk -NS-40_
s¦=;+= | kfOk ;fOh |  | OsfO{ | :jLs[t lhNnf b/ २०८१/८२ (13% Eof6 afx]s_ |  |  |  | s}lkmot
| dL=dL= | OGr |  | 2.5 kg/cm2 | 4 kg/cm2 | 6 kg/cm2 | 10 kg/cm2
! | 16 | 1/4" | k¦lt /=dL= | - | - | - | 26.312 | k¦lt s]=hL= ?= @*^.–
2 | 20 | 1/2" | k¦lt /=dL= | - | - | - | 38.324
3 | 25 | 3/4" | k¦lt /=dL= | - | - | - | 57.772
4 | 32 | 1" | k¦lt /=dL= | - | - | 64.636 | 95.524
5 | 40 | 1.25" | k¦lt /=dL= | - | 69.025 | 96.25 | 141.35
6 | 50 | 1.5" | k¦lt /=dL= | - | 103.95 | 149.05 | 218.9
7 | 63 | 2" | k¦lt /=dL= | 110.825 | 160.875 | 233.75 | 348.975
8 | 75 | 2.5" | k¦lt /=dL= | 153.175 | 232.65 | 327.525 | 490.05
9 | 90 | 3" | k¦lt /=dL= | 219.725 | 335.5 | 472.175 | 706.2
10 | 110 | 4" | k¦lt /=dL= | 325.875 | 468.325 | 699.875 | 1045.275
11 | 125 | 4.5" | k¦lt /=dL= | 420.75 | 629.475 | 905.575 | 1364.55
12 | 140 | 5" | k¦lt /=dL= | 521.675 | 797.775 | 1141.25 | 1707.475
13 | 160 | 6" | k¦lt /=dL= | 674.575 | 1037.575 | 1472.625 | 2221.725
14 | 180 | 7" | k¦lt /=dL= | 865.7 | 1309.55 | 1870 | 2820.4
15 | 200 | 8" | k¦lt /=dL= | 1065.625 | 1619.75 | 2307.525 | 3470.5
16 | 225 | 9" | k¦lt /=dL= | 1326.05 | 2047.375 | 2899.6 | 4403.85
17 | 250 | 10" | k¦lt /=dL= | 1653.3 | 2526.425 | 3586.275 | 5433.175
18 | 280 | 11" | k¦lt /=dL= | 2054.525 | 3150.125 | 4489.925 | 6794.7
19 | 315 | 12" | k¦lt /=dL= | 2693.262 | 4149.288 | 5918.484 | 8911.76
20 | 355 | 14" | k¦lt /=dL= | 3419.702 | 5257.252 | 7505.498 | 11335.61
21 | 400 | 16" | k¦lt /=dL= | 4370.366 | 6675.812 | 9526.374 | 14398.384